## Table_6_05
Table 6.5. Planned U.S. Electric Generating Unit Additions
Year | Month | Entity ID | Entity Name | Plant Producer Type | Plant Name | Plant State | Plant ID | Generator ID | Net Summer Capacity (MW) | Technology | Energy Source Code | Prime Mover Code | Status | Nameplate Capacity (MW)
2021 | 5 | 62685 | 10 Briggs Solar NG, LLC | IPP | 10 Briggs Solar NG, LLC (East) | RI | 62781 | 02818 | 5 | Solar Photovoltaic | SUN | PV | (U) Under construction, less than or equal to 50 percent complete | 5
2021 | 5 | 63192 | 1008 Matthews Solar, LLC | IPP | 1008 Matthews Solar | NC | 63447 | 1008 | 4.9 | Solar Photovoltaic | SUN | PV | (U) Under construction, less than or equal to 50 percent complete | 4.9
2021 | 5 | 63864 | 1051 Lucky Solar, LLC | IPP | 1051 Lucky Solar, LLC | NC | 64271 | 018 | 4.8 | Solar Photovoltaic | SUN | PV | (TS) Construction complete, but not yet in commercial operation | 4.8
2021 | 5 | 64190 | 237 State Route 96 Site 1, LLC | IPP | Tioga Solar North | NY | 64561 | TSN | 5 | Solar Photovoltaic | SUN | PV | (V) Under construction, more than 50 percent complete | 5
2021 | 5 | 64189 | 237 State Route 96 Site 2, LLC | IPP | Tioga Solar South | NY | 64560 | TSS | 5 | Solar Photovoltaic | SUN | PV | (V) Under construction, more than 50 percent complete | 5
2021 | 5 | 63012 | 2W Permian Solar, LLC | IPP | 2W Permian Solar Project Hybrid | TX | 63255 | 2WPBA | 40 | Batteries | MWH | BA | (U) Under construction, less than or equal to 50 percent complete | 40
2021 | 5 | 63012 | 2W Permian Solar, LLC | IPP | 2W Permian Solar Project Hybrid | TX | 63255 | 2WPSO | 420 | Solar Photovoltaic | SUN | PV | (U) Under construction, less than or equal to 50 percent complete | 420
2021 | 5 | 84 | A & N Electric Coop | Electric Utility | Smith Island | MD | 6391 | 4 | 1 | Petroleum Liquids | DFO | IC | (V) Under construction, more than 50 percent complete | 1
2021 | 5 | 61012 | AES Distributed Energy | IPP | BWC Lake Lashaway, LLC Hybrid | MA | 64182 | DRAES | 3.7 | Batteries | MWH | BA | (U) Under construction, less than or equal to 50 percent complete | 3.7
2021 | 5 | 61012 | AES Distributed Energy | IPP | BWC Lake Lashaway, LLC Hybrid | MA | 64182 | DRAPV | 4.2 | Solar Photovoltaic | SUN | PV | (U) Under construction, less than or equal to 50 percent complete | 4.2
2021 | 5 | 61012 | AES Distributed Energy | IPP | BWC Stony Brook, LLC Hybrid | MA | 64140 | BESS | 0.7 | Batteries | MWH | BA | (U) Under construction, less than or equal to 50 percent complete | 0.7
2021 | 5 | 61012 | AES Distributed Energy | IPP | BWC Stony Brook, LLC Hybrid | MA | 64140 | BSBPV | 1.6 | Solar Photovoltaic | SUN | PV | (U) Under construction, less than or equal to 50 percent complete | 1.6
2021 | 5 | 61012 | AES Distributed Energy | IPP | Randall Solar Project Hybrid | MA | 63475 | BATT | 3.3 | Batteries | MWH | BA | (TS) Construction complete, but not yet in commercial operation | 3.3
2021 | 5 | 61012 | AES Distributed Energy | IPP | Randall Solar Project Hybrid | MA | 63475 | RAND | 5 | Solar Photovoltaic | SUN | PV | (TS) Construction complete, but not yet in commercial operation | 5
2021 | 5 | 61012 | AES Distributed Energy | IPP | W. Orange Rd Solar LLC | MA | 63047 | HEYES | 5 | Solar Photovoltaic | SUN | PV | (TS) Construction complete, but not yet in commercial operation | 5
2021 | 5 | 61012 | AES Distributed Energy | IPP | Wilbur Woods Solar LLC | MA | 63048 | DESMO | 5 | Solar Photovoltaic | SUN | PV | (TS) Construction complete, but not yet in commercial operation | 5
2021 | 5 | 57416 | Acciona Energy USA Global, LLC | IPP | La Chalupa, LLC | TX | 63624 | LC | 198.5 | Onshore Wind Turbine | WND | WT | (V) Under construction, more than 50 percent complete | 198.5
2021 | 5 | 63899 | Altamont Winds, LLC | IPP | Summit Winds | CA | 64326 | DYER | 46.2 | Onshore Wind Turbine | WND | WT | (TS) Construction complete, but not yet in commercial operation | 47.5
2021 | 5 | 63899 | Altamont Winds, LLC | IPP | Summit Winds | CA | 64326 | FRICK | 10 | Onshore Wind Turbine | WND | WT | (TS) Construction complete, but not yet in commercial operation | 10
2021 | 5 | 60281 | Altus Power America Management, LLC | IPP | FastSun 21 | MN | 63577 | FS21 | 1 | Solar Photovoltaic | SUN | PV | (V) Under construction, more than 50 percent complete | 1
2021 | 5 | 60281 | Altus Power America Management, LLC | IPP | FastSun 4 | MN | 63576 | FS4 | 1 | Solar Photovoltaic | SUN | PV | (V) Under construction, more than 50 percent complete | 1
2021 | 5 | 60281 | Altus Power America Management, LLC | IPP | FastSun12 | MN | 63966 | FS12 | 1 | Solar Photovoltaic | SUN | PV | (V) Under construction, more than 50 percent complete | 1
2021 | 5 | 15399 | Avangrid Renewables LLC | IPP | La Joya NM | NM | 61044 | LAJ2 | 141.2 | Onshore Wind Turbine | WND | WT | (V) Under construction, more than 50 percent complete | 141.2
2021 | 5 | 15399 | Avangrid Renewables LLC | IPP | Roaring Brook, LLC | NY | 61041 | WT1 | 79.7 | Onshore Wind Turbine | WND | WT | (V) Under construction, more than 50 percent complete | 79.7
2021 | 5 | 62993 | Aviator Wind, LLC | IPP | Aviator Wind | TX | 63209 | AVTOR | 525 | Onshore Wind Turbine | WND | WT | (V) Under construction, more than 50 percent complete | 525
2021 | 5 | 63842 | BCSB, LLC | IPP | Burt County Solar Hybrid | NE | 64222 | 1 | 0.7 | Solar Photovoltaic | SUN | PV | (U) Under construction, less than or equal to 50 percent complete | 0.7
2021 | 5 | 63842 | BCSB, LLC | IPP | Burt County Solar Hybrid | NE | 64222 | 2 | 0.7 | Batteries | MWH | BA | (U) Under construction, less than or equal to 50 percent complete | 0.7
2021 | 5 | 63842 | BCSB, LLC | IPP | Dodge County Solar Hybrid | NE | 64223 | 1 | 0.7 | Solar Photovoltaic | SUN | PV | (U) Under construction, less than or equal to 50 percent complete | 0.7
2021 | 5 | 63842 | BCSB, LLC | IPP | Dodge County Solar Hybrid | NE | 64223 | 2 | 0.7 | Batteries | MWH | BA | (U) Under construction, less than or equal to 50 percent complete | 0.7
2021 | 5 | 63568 | BD Solar 1 LLC | IPP | Milo PV - BD Solar 1 LLC | ME | 63894 | MILPV | 20 | Solar Photovoltaic | SUN | PV | (TS) Construction complete, but not yet in commercial operation | 20
2021 | 5 | 63567 | BD Solar Augusta LLC | IPP | Augusta PV - BD Solar Augusta LLC | ME | 63895 | AUGPV | 7.2 | Solar Photovoltaic | SUN | PV | (TS) Construction complete, but not yet in commercial operation | 7.2
2021 | 5 | 63566 | BD Solar Fairfield LLC | IPP | Fairfield PV - BD Solar Fairfield LLC | ME | 63896 | FAIPV | 5 | Solar Photovoltaic | SUN | PV | (TS) Construction complete, but not yet in commercial operation | 5
2021 | 5 | 63565 | BD Solar Oxford LLC | IPP | Oxford PV - BD Solar Oxford LLC | ME | 63897 | OXFPV | 9.2 | Solar Photovoltaic | SUN | PV | (TS) Construction complete, but not yet in commercial operation | 9.2
2021 | 5 | 63620 | Birch Creek Development, LLC | IPP | BRE NC Solar 3 | NC | 60627 | BEAM3 | 5 | Solar Photovoltaic | SUN | PV | (T) Regulatory approvals received. Not under construction | 5
2021 | 5 | 64241 | Blodgett Street Solar 1, LLC | IPP | Blodgett Solar | MA | 64627 | BLD | 5 | Solar Photovoltaic | SUN | PV | (V) Under construction, more than 50 percent complete | 5
2021 | 5 | 62805 | Bluestone Farm Solar, LLC | IPP | Bluestone Solar | VA | 62950 | BLUE1 | 49.9 | Solar Photovoltaic | SUN | PV | (V) Under construction, more than 50 percent complete | 49.9
2021 | 5 | 59844 | Blythe Solar III, LLC | IPP | Blythe Solar III, LLC Hybrid | CA | 60094 | BLST3 | 115 | Batteries | MWH | BA | (V) Under construction, more than 50 percent complete | 115
2021 | 5 | 63883 | Broad Reach Power | IPP | Pueblo BA | TX | 64318 | PBL1 | 9.9 | Batteries | MWH | BA | (V) Under construction, more than 50 percent complete | 9.9
2021 | 5 | 63883 | Broad Reach Power | IPP | Pueblo BA | TX | 64318 | PBL2 | 9.9 | Batteries | MWH | BA | (V) Under construction, more than 50 percent complete | 9.9
2021 | 5 | 63883 | Broad Reach Power | IPP | Ranchtown | TX | 64319 | RANCH | 9.9 | Batteries | MWH | BA | (U) Under construction, less than or equal to 50 percent complete | 9.9
2021 | 5 | 63883 | Broad Reach Power | IPP | Zapata | TX | 64322 | ZPT1 | 9.9 | Batteries | MWH | BA | (V) Under construction, more than 50 percent complete | 9.9
2021 | 5 | 63883 | Broad Reach Power | IPP | Zapata | TX | 64322 | ZPT2 | 9.9 | Batteries | MWH | BA | (V) Under construction, more than 50 percent complete | 9.9
2021 | 5 | 63295 | Brooten CSG1 LLC | IPP | Brooten CSG1, LLC | MN | 63593 | SC | 1 | Solar Photovoltaic | SUN | PV | (TS) Construction complete, but not yet in commercial operation | 1
2021 | 5 | 63296 | Buffalo Lake CSG1 LLC | IPP | Buffalo Lake CSG1, LLC | MN | 63594 | SC | 1 | Solar Photovoltaic | SUN | PV | (TS) Construction complete, but not yet in commercial operation | 1
2021 | 5 | 63625 | CCUA Solar, LLC | IPP | CCUA Solar | NJ | 63971 | CCUA | 1.5 | Solar Photovoltaic | SUN | PV | (V) Under construction, more than 50 percent complete | 1.5
2021 | 5 | 62872 | Carolina Lily Solar, LLC | IPP | Carolina Lily Solar | NC | 63016 | 1096 | 5 | Solar Photovoltaic | SUN | PV | (TS) Construction complete, but not yet in commercial operation | 5
2021 | 5 | 64098 | Clendenin A Community Solar, LLC | IPP | Clendenin A Community Solar, LLC | IL | 64464 | CLEN | 2 | Solar Photovoltaic | SUN | PV | (V) Under construction, more than 50 percent complete | 2
2021 | 5 | 3953 | Collins Pine Co | Industrial | Collins Pine Project | CA | 10661 | GEN5 | 5 | Wood/Wood Waste Biomass | WDS | ST | (U) Under construction, less than or equal to 50 percent complete | 5
2021 | 5 | 63613 | Cortland Solar 2 LLC | IPP | Cortland | IL | 63949 | CORT2 | 2 | Solar Photovoltaic | SUN | PV | (V) Under construction, more than 50 percent complete | 2
2021 | 5 | 59550 | Croda Inc. | Industrial | Croda Atlas Point CHP | DE | 59783 | 91199 | 2 | Landfill Gas | LFG | IC | (V) Under construction, more than 50 percent complete | 2
2021 | 5 | 64052 | Delanco Coopertown Rd Solar 2, LLC | IPP | Delanco | NJ | 64411 | DELAN | 2.4 | Solar Photovoltaic | SUN | PV | (V) Under construction, more than 50 percent complete | 2.4
2021 | 5 | 64058 | East Brookfield Adams Road Solar LLC | IPP | East Brookfield Adams Road Solar LLC | MA | 64129 | EBARB | 3.1 | Batteries | MWH | BA | (V) Under construction, more than 50 percent complete | 3.1
2021 | 5 | 64058 | East Brookfield Adams Road Solar LLC | IPP | East Brookfield Adams Road Solar LLC | MA | 64129 | EBARS | 5 | Solar Photovoltaic | SUN | PV | (V) Under construction, more than 50 percent complete | 5
2021 | 5 | 63662 | Edwardsville Solar II, LLC | IPP | Edwardsville Solar II | IL | 64016 | 6777 | 2 | Solar Photovoltaic | SUN | PV | (TS) Construction complete, but not yet in commercial operation | 2
2021 | 5 | 5860 | Empire District Electric Co | Electric Utility | Neosho Ridge Wind Energy Center | KS | 62481 | NRW1 | 301 | Onshore Wind Turbine | WND | WT | (TS) Construction complete, but not yet in commercial operation | 301
2021 | 5 | 63651 | Energix Hollyfield, LLC | IPP | Energix Hollyfield, LLC | VA | 64010 | ENX06 | 13 | Solar Photovoltaic | SUN | PV | (TS) Construction complete, but not yet in commercial operation | 13
2021 | 5 | 60952 | Energix Mt. Jackson, LLC. | IPP | Mt. Jackson Solar | VA | 61318 | SOLAR | 15.7 | Solar Photovoltaic | SUN | PV | (TS) Construction complete, but not yet in commercial operation | 15.7
2021 | 5 | 56201 | Engie North America | IPP | Dakota Range III Wind Project | SD | 63102 | WTG | 153.6 | Onshore Wind Turbine | WND | WT | (TS) Construction complete, but not yet in commercial operation | 153.6
2021 | 5 | 6452 | Florida Power & Light Co | Electric Utility | Discovery Solar Center | FL | 63109 | 1 | 74.5 | Solar Photovoltaic | SUN | PV | (V) Under construction, more than 50 percent complete | 74.5
2021 | 5 | 6452 | Florida Power & Light Co | Electric Utility | Orange Blossom Solar Center | FL | 62919 | 1 | 74.5 | Solar Photovoltaic | SUN | PV | (V) Under construction, more than 50 percent complete | 74.5
2021 | 5 | 61888 | Gloversville Community Solar LLC | IPP | Gloversville Landfill Solar | NY | 62357 | 08158 | 5 | Solar Photovoltaic | SUN | PV | (V) Under construction, more than 50 percent complete | 5
2021 | 5 | 61944 | Goldman Sachs Renewable Power Group | IPP | EDF Ph1 Toms River | NJ | 64327 | GEN1 | 21.3 | Solar Photovoltaic | SUN | PV | (TS) Construction complete, but not yet in commercial operation | 21.3
2021 | 5 | 60025 | Greenbacker Renewable Energy Corporation | IPP | Ridgecrest | DC | 64379 | 467 | 1.7 | Solar Photovoltaic | SUN | PV | (TS) Construction complete, but not yet in commercial operation | 1.7
2021 | 5 | 64118 | Grissom Solar, LLC | IPP | Grissom Solar, LLC | NC | 64450 | GSF02 | 10 | Batteries | MWH | BA | (V) Under construction, more than 50 percent complete | 10
2021 | 5 | 60195 | Groton Station Fuel Cell, LLC | IPP | Naval Sub Base New London Fuel Cell | CT | 61743 | MMH2 | 3.7 | Other Natural Gas | NG | FC | (V) Under construction, more than 50 percent complete | 3.7
2021 | 5 | 60195 | Groton Station Fuel Cell, LLC | IPP | Naval Sub Base New London Fuel Cell | CT | 61743 | MMH3 | 3.7 | Other Natural Gas | NG | FC | (V) Under construction, more than 50 percent complete | 3.7
2021 | 5 | 62046 | High Lonesome Wind Power, LLC | IPP | High Lonesome Wind Power, LLC Hybrid | TX | 62562 | HILO | 449.5 | Onshore Wind Turbine | WND | WT | (TS) Construction complete, but not yet in commercial operation | 449.5
2021 | 5 | 62046 | High Lonesome Wind Power, LLC | IPP | High Lonesome Wind Power, LLC Hybrid | TX | 62562 | HILO2 | 50 | Onshore Wind Turbine | WND | WT | (TS) Construction complete, but not yet in commercial operation | 50
2021 | 5 | 62064 | Hill Top Energy Center, LLC | IPP | Hill Top Energy Center, LLC | PA | 62565 | GEN1 | 619.1 | Natural Gas Fired Combined Cycle | NG | CS | (TS) Construction complete, but not yet in commercial operation | 664.7
2021 | 5 | 61697 | Hillcrest Solar I, LLC | IPP | Hillcrest Solar | OH | 62200 | HILLC | 200 | Solar Photovoltaic | SUN | PV | (V) Under construction, more than 50 percent complete | 200
2021 | 5 | 64099 | Kern A Community Solar, LLC | IPP | Kern A Community Solar, LLC | IL | 64465 | KERN | 2 | Solar Photovoltaic | SUN | PV | (V) Under construction, more than 50 percent complete | 2
2021 | 5 | 56155 | Lansing Board of Water and Light | Electric Utility | Delta Energy Park | MI | 63259 | DEPC2 | 48.3 | Natural Gas Fired Combined Cycle | NG | CT | (V) Under construction, more than 50 percent complete | 58
2021 | 5 | 64210 | Lapeer-Cortland Solar, LLC | IPP | Bellisario Solar 2 | NY | 64594 | B1 | 5 | Solar Photovoltaic | SUN | PV | (U) Under construction, less than or equal to 50 percent complete | 5
2021 | 5 | 63616 | Lena Solar 1 LLC | IPP | Lena | IL | 63951 | LENA | 2 | Solar Photovoltaic | SUN | PV | (V) Under construction, more than 50 percent complete | 2
2021 | 5 | 62661 | Lock 12 Hydro Partners, LLC | IPP | Ravenna Hydroelectric Project | KY | 62747 | 1 | 0.5 | Conventional Hydroelectric | WAT | HY | (V) Under construction, more than 50 percent complete | 0.5
2021 | 5 | 62661 | Lock 12 Hydro Partners, LLC | IPP | Ravenna Hydroelectric Project | KY | 62747 | 2 | 0.5 | Conventional Hydroelectric | WAT | HY | (V) Under construction, more than 50 percent complete | 0.5
2021 | 5 | 62661 | Lock 12 Hydro Partners, LLC | IPP | Ravenna Hydroelectric Project | KY | 62747 | 3 | 0.5 | Conventional Hydroelectric | WAT | HY | (V) Under construction, more than 50 percent complete | 0.5
2021 | 5 | 62661 | Lock 12 Hydro Partners, LLC | IPP | Ravenna Hydroelectric Project | KY | 62747 | 4 | 0.5 | Conventional Hydroelectric | WAT | HY | (V) Under construction, more than 50 percent complete | 0.5
2021 | 5 | 62661 | Lock 12 Hydro Partners, LLC | IPP | Ravenna Hydroelectric Project | KY | 62747 | 5 | 0.5 | Conventional Hydroelectric | WAT | HY | (V) Under construction, more than 50 percent complete | 0.5
2021 | 5 | 64100 | Lukuc B Community Solar LLC | IPP | Lukuc B Community Solar LLC | IL | 64466 | LUKC | 2 | Solar Photovoltaic | SUN | PV | (V) Under construction, more than 50 percent complete | 2
2021 | 5 | 62915 | Madison Energy Holdings LLC | IPP | RJC CSG, LLC | MN | 63816 | RJC01 | 1 | Solar Photovoltaic | SUN | PV | (V) Under construction, more than 50 percent complete | 1
2021 | 5 | 11479 | Madison Gas & Electric Co | Electric Utility | O'Brien Solar Fields | WI | 64590 | OBSFN | 7.5 | Solar Photovoltaic | SUN | PV | (TS) Construction complete, but not yet in commercial operation | 7.5
2021 | 5 | 11479 | Madison Gas & Electric Co | Electric Utility | O'Brien Solar Fields | WI | 64590 | OBSFS | 7.5 | Solar Photovoltaic | SUN | PV | (TS) Construction complete, but not yet in commercial operation | 7.5
2021 | 5 | 11479 | Madison Gas & Electric Co | Electric Utility | O'Brien Solar Fields | WI | 64590 | OBSFW | 5 | Solar Photovoltaic | SUN | PV | (TS) Construction complete, but not yet in commercial operation | 5
2021 | 5 | 63572 | Marbury Point Solar LLC | IPP | DC Water Solar | DC | 63917 | 8030A | 4.5 | Solar Photovoltaic | SUN | PV | (V) Under construction, more than 50 percent complete | 4.5
2021 | 5 | 13683 | North Carolina El Member Corp | Electric Utility | Old Cedar Solar Energy Storage | NC | 64522 | BAT1 | 1.3 | Batteries | MWH | BA | (TS) Construction complete, but not yet in commercial operation | 1.3
2021 | 5 | 13683 | North Carolina El Member Corp | Electric Utility | Old Cedar Solar Energy Storage | NC | 64522 | SOL1 | 1 | Solar Photovoltaic | SUN | PV | (TS) Construction complete, but not yet in commercial operation | 1
2021 | 5 | 13781 | Northern States Power Co - Minnesota | Electric Utility | Freeborn Wind Farm | MN | 64623 | FBW01 | 33.2 | Onshore Wind Turbine | WND | WT | (V) Under construction, more than 50 percent complete | 218
2021 | 5 | 63645 | Nostrand Solar, LLC | IPP | Nostrand | IL | 63991 | NOS | 2 | Solar Photovoltaic | SUN | PV | (TS) Construction complete, but not yet in commercial operation | 2
2021 | 5 | 63683 | Olney Solar II, LLC | IPP | Olney Solar II | IL | 64043 | 6778 | 2 | Solar Photovoltaic | SUN | PV | (TS) Construction complete, but not yet in commercial operation | 2
2021 | 5 | 63643 | Peterman Solar II, LLC | IPP | Peterman II | IL | 63989 | PETE | 2 | Solar Photovoltaic | SUN | PV | (TS) Construction complete, but not yet in commercial operation | 2
2021 | 5 | 63810 | Pioneer Solar (CO), LLC | IPP | Pioneer Solar (CO), LLC | CO | 61991 | PI-QF | 80 | Solar Photovoltaic | SUN | PV | (V) Under construction, more than 50 percent complete | 80
2021 | 5 | 64096 | RPSC Solar 3, LLC | IPP | Berry Road Solar | SC | 64472 | BERRY | 2 | Solar Photovoltaic | SUN | PV | (V) Under construction, more than 50 percent complete | 2
2021 | 5 | 56215 | RWE Renewables Americas LLC | IPP | Cassadaga Wind Farm | NY | 58777 | 1 | 126 | Onshore Wind Turbine | WND | WT | (V) Under construction, more than 50 percent complete | 126
2021 | 5 | 56215 | RWE Renewables Americas LLC | IPP | Raymond Wind Farm, LLC | TX | 62909 | ERAYM | 200.2 | Onshore Wind Turbine | WND | WT | (V) Under construction, more than 50 percent complete | 200.2
2021 | 5 | 56215 | RWE Renewables Americas LLC | IPP | Scioto Ridge Wind Farm | OH | 58780 | 1 | 249.8 | Onshore Wind Turbine | WND | WT | (V) Under construction, more than 50 percent complete | 249.8
2021 | 5 | 61727 | Reloj del Sol Wind Farm LLC | IPP | Reloj del Sol Wind Farm | TX | 62207 | RELOJ | 209.4 | Onshore Wind Turbine | WND | WT | (V) Under construction, more than 50 percent complete | 209.4
2021 | 5 | 63100 | SE Juno, LLC | IPP | Juno Solar Project | TX | 63328 | JUNO1 | 159 | Solar Photovoltaic | SUN | PV | (V) Under construction, more than 50 percent complete | 159
2021 | 5 | 64088 | SSA Solar of CA 5, LLC | IPP | Vallecitos Water District | CA | 64438 | VALLE | 1.4 | Solar Photovoltaic | SUN | PV | (V) Under construction, more than 50 percent complete | 1.4
2021 | 5 | 63303 | Sacred Heart CSG1 LLC | IPP | Sacred Heart CSG1, LLC | MN | 63598 | SC | 1 | Solar Photovoltaic | SUN | PV | (TS) Construction complete, but not yet in commercial operation | 1
2021 | 5 | 16609 | San Diego Gas & Electric Co | Electric Utility | Top Gun Energy Storage | CA | 61366 | TGES | 30 | Batteries | MWH | BA | (V) Under construction, more than 50 percent complete | 30
2021 | 5 | 63522 | Santa Ana Storage 1 | IPP | Johanna Energy Center, LLC | CA | 63843 | SASP1 | 20 | Batteries | MWH | BA | (V) Under construction, more than 50 percent complete | 20
2021 | 5 | 62146 | Sigurd Solar LLC | IPP | Sigurd Solar LLC | UT | 62666 | SGSOL | 80 | Solar Photovoltaic | SUN | PV | (TS) Construction complete, but not yet in commercial operation | 80
2021 | 5 | 63432 | SkyHigh 2 Solar | Commercial | Amazon TUS2 | AZ | 64384 | ATUS2 | 2.6 | Solar Photovoltaic | SUN | PV | (TS) Construction complete, but not yet in commercial operation | 2.6
2021 | 5 | 63304 | Stewart CSG1 LLC | IPP | Stewart CSG1, LLC | MN | 63599 | SC | 1 | Solar Photovoltaic | SUN | PV | (TS) Construction complete, but not yet in commercial operation | 1
2021 | 5 | 62814 | Syncarpha Leicester, LLC | IPP | Syncarpha Leicester Hybrid | MA | 62972 | SYLEB | 1.9 | Batteries | MWH | BA | (U) Under construction, less than or equal to 50 percent complete | 1.9
2021 | 5 | 62814 | Syncarpha Leicester, LLC | IPP | Syncarpha Leicester Hybrid | MA | 62972 | SYLES | 2.6 | Solar Photovoltaic | SUN | PV | (U) Under construction, less than or equal to 50 percent complete | 2.6
2021 | 5 | 62919 | TPE King Solar Holdings1 LLC | IPP | King CSG | RI | 63135 | KING1 | 7 | Solar Photovoltaic | SUN | PV | (TS) Construction complete, but not yet in commercial operation | 7
2021 | 5 | 62919 | TPE King Solar Holdings1 LLC | IPP | King CSG | RI | 63135 | KING2 | 7.8 | Solar Photovoltaic | SUN | PV | (TS) Construction complete, but not yet in commercial operation | 7.8
2021 | 5 | 24211 | Tucson Electric Power Co | Electric Utility | Oso Grande Wind Farm | NM | 63502 | OGW24 | 33.8 | Onshore Wind Turbine | WND | WT | (V) Under construction, more than 50 percent complete | 33.8
2021 | 5 | 24211 | Tucson Electric Power Co | Electric Utility | Oso Grande Wind Farm | NM | 63502 | OGW45 | 216 | Onshore Wind Turbine | WND | WT | (V) Under construction, more than 50 percent complete | 216
2021 | 5 | 63646 | Vulcan Solar, LLC | IPP | Vulcan | IL | 63992 | VUL | 2 | Solar Photovoltaic | SUN | PV | (TS) Construction complete, but not yet in commercial operation | 2
2021 | 5 | 64187 | Wallingford Renewable Energy, LLC | IPP | Wallingford Solar | CT | 64559 | WS | 16.1 | Solar Photovoltaic | SUN | PV | (U) Under construction, less than or equal to 50 percent complete | 16.1
2021 | 5 | 64059 | Ware Palmer Road Solar LLC | IPP | Ware Palmer Road Solar LLC | MA | 64128 | WPRB | 1.9 | Batteries | MWH | BA | (V) Under construction, more than 50 percent complete | 1.9
2021 | 5 | 64059 | Ware Palmer Road Solar LLC | IPP | Ware Palmer Road Solar LLC | MA | 64128 | WPRS | 3 | Solar Photovoltaic | SUN | PV | (V) Under construction, more than 50 percent complete | 3
2021 | 5 | 58106 | Western Michigan University | Commercial | Western Michigan University Power Plant | MI | 58161 | EG-10 | 2.5 | Natural Gas Internal Combustion Engine | NG | IC | (TS) Construction complete, but not yet in commercial operation | 2.5
2021 | 5 | 58106 | Western Michigan University | Commercial | Western Michigan University Power Plant | MI | 58161 | EG-9 | 2.5 | Natural Gas Internal Combustion Engine | NG | IC | (TS) Construction complete, but not yet in commercial operation | 2.5
2021 | 5 | 20421 | Western Minnesota Mun Pwr Agny | Electric Utility | Red Rock Hydro Plant | IA | 58434 | 2 | 27.5 | Conventional Hydroelectric | WAT | HY | (V) Under construction, more than 50 percent complete | 18.2
2021 | 5 | 20856 | Wisconsin Power & Light Co | Electric Utility | West Riverside Energy Center | WI | 64020 | PV1 | 4.4 | Solar Photovoltaic | SUN | PV | (V) Under construction, more than 50 percent complete | 4.4
2021 | 5 | 63689 | Wonderful Renewable Energy, LLC. | Industrial | Wonderful Orchards - Westside | CA | 64220 | WOC | 5 | Solar Photovoltaic | SUN | PV | (V) Under construction, more than 50 percent complete | 5
2021 | 6 | 63193 | 1045 Tomlin Mill Solar, LLC | IPP | 1045 Tomlin Mill Solar | NC | 63448 | 1045 | 4.9 | Solar Photovoltaic | SUN | PV | (TS) Construction complete, but not yet in commercial operation | 4.9
2021 | 6 | 63191 | 1073 Onslow Solar, LLC | IPP | 1073 Onslow Solar | NC | 63446 | 1073 | 4.7 | Solar Photovoltaic | SUN | PV | (U) Under construction, less than or equal to 50 percent complete | 4.7
2021 | 6 | 61012 | AES Distributed Energy | IPP | Amaterasu LLC | MA | 64000 | BESS | 3 | Batteries | MWH | BA | (V) Under construction, more than 50 percent complete | 3
2021 | 6 | 61012 | AES Distributed Energy | IPP | Amaterasu LLC | MA | 64000 | DRC | 4.6 | Solar Photovoltaic | SUN | PV | (V) Under construction, more than 50 percent complete | 4.6
2021 | 6 | 61012 | AES Distributed Energy | IPP | Ryan Road Solar LLC Hybrid | MA | 63044 | BESS | 4.3 | Batteries | MWH | BA | (TS) Construction complete, but not yet in commercial operation | 4.3
2021 | 6 | 61012 | AES Distributed Energy | IPP | Ryan Road Solar LLC Hybrid | MA | 63044 | ORCHA | 4.3 | Solar Photovoltaic | SUN | PV | (TS) Construction complete, but not yet in commercial operation | 4.3
2021 | 6 | 61012 | AES Distributed Energy | IPP | ZPD-PT Solar Project 2017-006 LLC Hybrid | MA | 64395 | DRAES | 2 | Batteries | MWH | BA | (U) Under construction, less than or equal to 50 percent complete | 2
2021 | 6 | 61012 | AES Distributed Energy | IPP | ZPD-PT Solar Project 2017-006 LLC Hybrid | MA | 64395 | DRAPV | 4 | Solar Photovoltaic | SUN | PV | (U) Under construction, less than or equal to 50 percent complete | 4
2021 | 6 | 62627 | Alchemy Renewable Energy | IPP | Logansport Solar | IN | 63861 | INLP | 16 | Solar Photovoltaic | SUN | PV | (V) Under construction, more than 50 percent complete | 16
2021 | 6 | 63666 | Altavista Solar, LLC | IPP | Altavista Solar | VA | 64019 | ATLA | 80 | Solar Photovoltaic | SUN | PV | (V) Under construction, more than 50 percent complete | 80
2021 | 6 | 62119 | Antelope Expansion 3A, LLC | IPP | Antelope Expansion 3A | CA | 62673 | ANX3A | 15 | Solar Photovoltaic | SUN | PV | (V) Under construction, more than 50 percent complete | 15
2021 | 6 | 62118 | Antelope Expansion 3B, LLC | IPP | Antelope Expansion 3B | CA | 62674 | ANX3B | 5 | Solar Photovoltaic | SUN | PV | (V) Under construction, more than 50 percent complete | 5
2021 | 6 | 1752 | Biola University | Commercial | Biola University Hybrid | CA | 54296 | EG-1H | 1.5 | Natural Gas Internal Combustion Engine | NG | IC | (U) Under construction, less than or equal to 50 percent complete | 1.5
2021 | 6 | 1752 | Biola University | Commercial | Biola University Hybrid | CA | 54296 | EG-2H | 1.5 | Natural Gas Internal Combustion Engine | NG | IC | (U) Under construction, less than or equal to 50 percent complete | 1.5
2021 | 6 | 59842 | Blythe Solar 110, LLC | IPP | Blythe Solar 110, LLC | CA | 60093 | BES1 | 63 | Batteries | MWH | BA | (V) Under construction, more than 50 percent complete | 63
2021 | 6 | 2265 | Bristol-Myers Squibb Co | IPP | Bristol Myers Squibb Lawrenceville | NJ | 58947 | TG102 | 5 | Natural Gas Fired Combustion Turbine | NG | GT | (V) Under construction, more than 50 percent complete | 5.4
2021 | 6 | 63883 | Broad Reach Power | IPP | Bat Cave | TX | 64312 | BC | 100 | Batteries | MWH | BA | (U) Under construction, less than or equal to 50 percent complete | 100
2021 | 6 | 63883 | Broad Reach Power | IPP | Dickinson | TX | 64314 | DIKN | 9.9 | Batteries | MWH | BA | (U) Under construction, less than or equal to 50 percent complete | 9.9
2021 | 6 | 63883 | Broad Reach Power | IPP | North Fork TX | TX | 64317 | NF | 100 | Batteries | MWH | BA | (U) Under construction, less than or equal to 50 percent complete | 100
2021 | 6 | 1515 | City of Bellevue - (IA) | Electric Utility | Bellevue | IA | 1126 | 1A | 1.7 | Petroleum Liquids | DFO | IC | (V) Under construction, more than 50 percent complete | 1.8
2021 | 6 | 64148 | Cokato Holdco LLC | IPP | Cokato | MN | 64506 | COK | 4 | Solar Photovoltaic | SUN | PV | (TS) Construction complete, but not yet in commercial operation | 4
2021 | 6 | 4226 | Consolidated Edison Co-NY Inc | Electric Utility | 98th Street Battery Storage Station | NY | 62839 | ESS98 | 1.8 | Batteries | MWH | BA | (V) Under construction, more than 50 percent complete | 2
2021 | 6 | 63511 | Constellation Solar Illinois 2, LLC | IPP | JM Huber at Quincy | IL | 64629 | JMH | 1.5 | Solar Photovoltaic | SUN | PV | (V) Under construction, more than 50 percent complete | 1.5
2021 | 6 | 63511 | Constellation Solar Illinois 2, LLC | IPP | Slidematic at Rockford | IL | 64628 | SLIDE | 1.8 | Solar Photovoltaic | SUN | PV | (V) Under construction, more than 50 percent complete | 1.8
2021 | 6 | 61978 | Convergent Energy and Power LP | IPP | Henrietta D Energy Storage LLC | CA | 60641 | HDES1 | 10 | Batteries | MWH | BA | (V) Under construction, more than 50 percent complete | 10
2021 | 6 | 63991 | DG New York CS, LLC | IPP | Clay Solar CSG | NY | 64373 | CLAY1 | 5 | Solar Photovoltaic | SUN | PV | (V) Under construction, more than 50 percent complete | 5
2021 | 6 | 63991 | DG New York CS, LLC | IPP | Cortlandville Solar CSG | NY | 64371 | CORT1 | 5 | Solar Photovoltaic | SUN | PV | (V) Under construction, more than 50 percent complete | 5
2021 | 6 | 63991 | DG New York CS, LLC | IPP | Norwich Solar and Energy Storage CSG | NY | 64374 | NRWCB | 5 | Batteries | MWH | BA | (V) Under construction, more than 50 percent complete | 5
2021 | 6 | 63991 | DG New York CS, LLC | IPP | Norwich Solar and Energy Storage CSG | NY | 64374 | NRWCH | 5 | Solar Photovoltaic | SUN | PV | (V) Under construction, more than 50 percent complete | 5
2021 | 6 | 5109 | DTE Electric Company | IPP | Fairbanks Wind Park | MI | 62815 | GNWF1 | 72.8 | Onshore Wind Turbine | WND | WT | (TS) Construction complete, but not yet in commercial operation | 72.8
2021 | 6 | 5109 | DTE Electric Company | Electric Utility | Isabella Wind Park | MI | 63601 | 1 | 383.5 | Onshore Wind Turbine | WND | WT | (TS) Construction complete, but not yet in commercial operation | 383.5
2021 | 6 | 6455 | Duke Energy Florida, LLC | Electric Utility | Trenton | FL | 63995 | ES1 | 11 | Batteries | MWH | BA | (V) Under construction, more than 50 percent complete | 11
2021 | 6 | 54802 | Dynegy -Moss Landing LLC | IPP | Dynegy Moss Landing Power Plant Hybrid | CA | 260 | BAT1 | 300 | Batteries | MWH | BA | (TS) Construction complete, but not yet in commercial operation | 300
2021 | 6 | 61785 | EDP Renewables North America LLC | IPP | Headwaters Wind Farm II LLC | IN | 62592 | HWII | 200 | Onshore Wind Turbine | WND | WT | (V) Under construction, more than 50 percent complete | 200
2021 | 6 | 61420 | ENGIE Storage Services NA LLC | Commercial | San Diego International Airport BESS | CA | 62754 | BA | 2 | Batteries | MWH | BA | (U) Under construction, less than or equal to 50 percent complete | 2
2021 | 6 | 63652 | Energix Buckingham, LLC | IPP | Energix Buckingham, LLC | VA | 64015 | ENX05 | 20 | Solar Photovoltaic | SUN | PV | (V) Under construction, more than 50 percent complete | 20
2021 | 6 | 63081 | Exus North America Management Partners LLC | IPP | Bearkat II Wind Energy LLC | TX | 63342 | BKII | 162.1 | Onshore Wind Turbine | WND | WT | (OT) Other | 162.1
2021 | 6 | 64000 | Flat Ridge 3 Wind Energy, LLC | IPP | Flat Ridge 3 | KS | 64407 | FRW3 | 128 | Onshore Wind Turbine | WND | WT | (V) Under construction, more than 50 percent complete | 128
2021 | 6 | 62856 | Forefront Power, LLC | IPP | Amazon - Stockton - Roof (SCK1) - (CA) | CA | 64429 | 19001 | 2.6 | Solar Photovoltaic | SUN | PV | (V) Under construction, more than 50 percent complete | 2.6
2021 | 6 | 62856 | Forefront Power, LLC | IPP | UC Santa Cruz Solar | CA | 63091 | 246 | 2.2 | Solar Photovoltaic | SUN | PV | (V) Under construction, more than 50 percent complete | 2.2
2021 | 6 | 6541 | Formosa Plastics Corp | Industrial | Formosa Utility Venture Ltd | TX | 10554 | 3ST1 | 38 | Natural Gas Fired Combined Cycle | NG | CA | (V) Under construction, more than 50 percent complete | 40
2021 | 6 | 6541 | Formosa Plastics Corp | Industrial | Formosa Utility Venture Ltd | TX | 10554 | 3TBG1 | 97 | Natural Gas Fired Combined Cycle | NG | CT | (TS) Construction complete, but not yet in commercial operation | 102
2021 | 6 | 6541 | Formosa Plastics Corp | Industrial | Formosa Utility Venture Ltd | TX | 10554 | 3TBG2 | 97 | Natural Gas Fired Combined Cycle | NG | CT | (TS) Construction complete, but not yet in commercial operation | 102
2021 | 6 | 6909 | Gainesville Regional Utilities | Electric Utility | John R Kelly | FL | 664 | 8.2 | 37.5 | Natural Gas Fired Combined Cycle | NG | CA | (V) Under construction, more than 50 percent complete | 45.5
2021 | 6 | 63108 | Granby Solar, LLC | IPP | Granby Solar, LLC | MA | 63338 | 4787 | 3 | Solar Photovoltaic | SUN | PV | (TS) Construction complete, but not yet in commercial operation | 3
2021 | 6 | 60025 | Greenbacker Renewable Energy Corporation | IPP | Lake Herman | CA | 64676 | 359 | 5 | Solar Photovoltaic | SUN | PV | (T) Regulatory approvals received. Not under construction | 5
2021 | 6 | 58596 | Hanwha Q CELLS USA | IPP | Coniglio Solar | TX | 62772 | BTCON | 123.6 | Solar Photovoltaic | SUN | PV | (V) Under construction, more than 50 percent complete | 123.6
2021 | 6 | 63694 | Hecate Energy West Newberry, LLC | IPP | Hecate Energy West Newberry, LLC | SC | 64061 | HEWNB | 3.5 | Solar Photovoltaic | SUN | PV | (V) Under construction, more than 50 percent complete | 3.3
2021 | 6 | 62763 | Hecate Grid, LLC | IPP | Hecate Energy Johanna Facility | CA | 62889 | HEGJF | 20 | Batteries | MWH | BA | (U) Under construction, less than or equal to 50 percent complete | 20
2021 | 6 | 62763 | Hecate Grid, LLC | IPP | Hecate Energy Johanna Facility | CA | 62889 | HJFII | 10 | Batteries | MWH | BA | (U) Under construction, less than or equal to 50 percent complete | 10
2021 | 6 | 63404 | Hunker Solar River, LLC | IPP | Hunker Solar River, LLC | PA | 63691 | 13502 | 3.3 | Solar Photovoltaic | SUN | PV | (TS) Construction complete, but not yet in commercial operation | 3.3
2021 | 6 | 9234 | Indiana Municipal Power Agency | Electric Utility | Richmond 5 | IN | 64247 | RICH5 | 9 | Solar Photovoltaic | SUN | PV | (V) Under construction, more than 50 percent complete | 9
2021 | 6 | 9417 | Interstate Power and Light Co | Electric Utility | Decorah Battery | IA | 64375 | BESS1 | 2.5 | Batteries | MWH | BA | (V) Under construction, more than 50 percent complete | 2.5
2021 | 6 | 62912 | Iris Solar LLC | IPP | Iris Solar LLC | LA | 63128 | ISLLC | 50 | Solar Photovoltaic | SUN | PV | (V) Under construction, more than 50 percent complete | 50
2021 | 6 | 59685 | JPMorgan Chase Bank | Commercial | South Campus Solar | DE | 59922 | G1789 | 1.3 | Solar Photovoltaic | SUN | PV | (V) Under construction, more than 50 percent complete | 1.3
2021 | 6 | 63244 | KSI II Consolidated, LLC | IPP | Route 22 Community Solar Farm | NY | 62524 | 1444 | 3.7 | Solar Photovoltaic | SUN | PV | (U) Under construction, less than or equal to 50 percent complete | 3.7
2021 | 6 | 63244 | KSI II Consolidated, LLC | IPP | Townsend Road | NY | 64127 | PODNQ | 3.7 | Solar Photovoltaic | SUN | PV | (U) Under construction, less than or equal to 50 percent complete | 3.7
2021 | 6 | 63549 | Lily Solar, LLC | IPP | Lily Solar Hybrid | TX | 63892 | LILY | 146 | Solar Photovoltaic | SUN | PV | (U) Under construction, less than or equal to 50 percent complete | 181
2021 | 6 | 63549 | Lily Solar, LLC | IPP | Lily Solar Hybrid | TX | 63892 | LILYB | 50 | Batteries | MWH | BA | (U) Under construction, less than or equal to 50 percent complete | 50
2021 | 6 | 62915 | Madison Energy Holdings LLC | IPP | Norton | MA | 64532 | NORTN | 1.4 | Solar Photovoltaic | SUN | PV | (V) Under construction, more than 50 percent complete | 1.4
2021 | 6 | 64191 | Minisink Solar LLC | IPP | Minisink | NY | 64577 | MIN | 1 | Solar Photovoltaic | SUN | PV | (V) Under construction, more than 50 percent complete | 1
2021 | 6 | 63647 | Muscle Shoals Solar, LLC | IPP | Muscle Shoals | AL | 62462 | GEN01 | 227 | Solar Photovoltaic | SUN | PV | (V) Under construction, more than 50 percent complete | 227
2021 | 6 | 61227 | Nautilus Solar Solutions | IPP | Bright Field Solar LLC | NY | 64554 | BF | 4 | Solar Photovoltaic | SUN | PV | (V) Under construction, more than 50 percent complete | 4
2021 | 6 | 61227 | Nautilus Solar Solutions | IPP | Bright Hill Solar LLC | NY | 64556 | BH | 5 | Solar Photovoltaic | SUN | PV | (V) Under construction, more than 50 percent complete | 5
2021 | 6 | 61227 | Nautilus Solar Solutions | IPP | Bright Oak Solar LLC | NY | 64555 | BO | 4 | Solar Photovoltaic | SUN | PV | (V) Under construction, more than 50 percent complete | 4
2021 | 6 | 61227 | Nautilus Solar Solutions | IPP | Kirby Road Solar, LLC | MD | 64602 | KBR | 1.3 | Solar Photovoltaic | SUN | PV | (V) Under construction, more than 50 percent complete | 1.3
2021 | 6 | 61227 | Nautilus Solar Solutions | IPP | P52ES 1755 Henryton Rd Phase 1 LLC CSG | MD | 64642 | HCSG | 1.9 | Solar Photovoltaic | SUN | PV | (V) Under construction, more than 50 percent complete | 1.9
2021 | 6 | 61227 | Nautilus Solar Solutions | IPP | P52ES 1755 Henryton Rd Phase 2 LLC | MD | 64643 | HVNM | 1.9 | Solar Photovoltaic | SUN | PV | (V) Under construction, more than 50 percent complete | 1.9
2021 | 6 | 61227 | Nautilus Solar Solutions | IPP | River Valley LLC (NY) | NY | 64557 | RV | 5 | Solar Photovoltaic | SUN | PV | (V) Under construction, more than 50 percent complete | 5
2021 | 6 | 61227 | Nautilus Solar Solutions | IPP | TPE King Solar Holdings1, LLC | RI | 64603 | KING1 | 12.7 | Solar Photovoltaic | SUN | PV | (V) Under construction, more than 50 percent complete | 12.7
2021 | 6 | 13683 | North Carolina El Member Corp | Electric Utility | Hall Solar Energy Storage | NC | 64508 | BAT1 | 2.5 | Batteries | MWH | BA | (TS) Construction complete, but not yet in commercial operation | 2.5
2021 | 6 | 13683 | North Carolina El Member Corp | Electric Utility | Hall Solar Energy Storage | NC | 64508 | SOL1 | 2 | Solar Photovoltaic | SUN | PV | (TS) Construction complete, but not yet in commercial operation | 2
2021 | 6 | 13683 | North Carolina El Member Corp | Electric Utility | Lowe Solar Energy Storage | NC | 64516 | BAT1 | 2.5 | Batteries | MWH | BA | (TS) Construction complete, but not yet in commercial operation | 2.5
2021 | 6 | 13683 | North Carolina El Member Corp | Electric Utility | Lowe Solar Energy Storage | NC | 64516 | SOL1 | 2 | Solar Photovoltaic | SUN | PV | (TS) Construction complete, but not yet in commercial operation | 2
2021 | 6 | 13683 | North Carolina El Member Corp | Electric Utility | Ludie Brown Solar Energy Storage | NC | 64514 | BAT1 | 2.5 | Batteries | MWH | BA | (TS) Construction complete, but not yet in commercial operation | 2.5
2021 | 6 | 13683 | North Carolina El Member Corp | Electric Utility | Ludie Brown Solar Energy Storage | NC | 64514 | SOL1 | 2 | Solar Photovoltaic | SUN | PV | (TS) Construction complete, but not yet in commercial operation | 2
2021 | 6 | 13683 | North Carolina El Member Corp | Electric Utility | Spencer Meadow Solar Energy Storage | NC | 64520 | BAT1 | 2.5 | Batteries | MWH | BA | (TS) Construction complete, but not yet in commercial operation | 2.5
2021 | 6 | 13683 | North Carolina El Member Corp | Electric Utility | Spencer Meadow Solar Energy Storage | NC | 64520 | SOL1 | 2 | Solar Photovoltaic | SUN | PV | (TS) Construction complete, but not yet in commercial operation | 2
2021 | 6 | 63331 | Organic Energy Solutions, Inc. | Electric CHP | OES Biogas Power | CA | 63622 | OES01 | 1.3 | Other Waste Biomass | OBG | IC | (TS) Construction complete, but not yet in commercial operation | 1.3
2021 | 6 | 63331 | Organic Energy Solutions, Inc. | Electric CHP | OES Biogas Power | CA | 63622 | OES02 | 1.3 | Other Waste Biomass | OBG | IC | (TS) Construction complete, but not yet in commercial operation | 1.3
2021 | 6 | 61946 | Prairie State Solar, LLC | IPP | Prairie State Solar Project | IL | 62420 | PSS01 | 99 | Solar Photovoltaic | SUN | PV | (V) Under construction, more than 50 percent complete | 99
2021 | 6 | 63082 | ProEnergy Services | IPP | Topaz Generating | TX | 63688 | CTG-1 | 44.5 | Natural Gas Fired Combustion Turbine | NG | GT | (V) Under construction, more than 50 percent complete | 60.5
2021 | 6 | 63082 | ProEnergy Services | IPP | Topaz Generating | TX | 63688 | CTG-2 | 44.5 | Natural Gas Fired Combustion Turbine | NG | GT | (V) Under construction, more than 50 percent complete | 60.5
2021 | 6 | 63082 | ProEnergy Services | IPP | Topaz Generating | TX | 63688 | CTG-3 | 44.5 | Natural Gas Fired Combustion Turbine | NG | GT | (V) Under construction, more than 50 percent complete | 60.5
2021 | 6 | 63082 | ProEnergy Services | IPP | Topaz Generating | TX | 63688 | CTG-4 | 44.5 | Natural Gas Fired Combustion Turbine | NG | GT | (V) Under construction, more than 50 percent complete | 60.5
2021 | 6 | 63082 | ProEnergy Services | IPP | Topaz Generating | TX | 63688 | CTG-5 | 44.5 | Natural Gas Fired Combustion Turbine | NG | GT | (V) Under construction, more than 50 percent complete | 60.5
2021 | 6 | 63082 | ProEnergy Services | IPP | Topaz Generating | TX | 63688 | CTG-6 | 44.5 | Natural Gas Fired Combustion Turbine | NG | GT | (V) Under construction, more than 50 percent complete | 60.5
2021 | 6 | 63082 | ProEnergy Services | IPP | Topaz Generating | TX | 63688 | CTG-7 | 44.5 | Natural Gas Fired Combustion Turbine | NG | GT | (V) Under construction, more than 50 percent complete | 60.5
2021 | 6 | 63082 | ProEnergy Services | IPP | Topaz Generating | TX | 63688 | CTG-8 | 44.5 | Natural Gas Fired Combustion Turbine | NG | GT | (V) Under construction, more than 50 percent complete | 60.5
2021 | 6 | 63082 | ProEnergy Services | IPP | Topaz Generating | TX | 63688 | CTG-9 | 44.5 | Natural Gas Fired Combustion Turbine | NG | GT | (V) Under construction, more than 50 percent complete | 60.5
2021 | 6 | 63082 | ProEnergy Services | IPP | Topaz Generating | TX | 63688 | CTG10 | 44.5 | Natural Gas Fired Combustion Turbine | NG | GT | (V) Under construction, more than 50 percent complete | 60.5
2021 | 6 | 56215 | RWE Renewables Americas LLC | IPP | Cranell Wind Farm LLC | TX | 62416 | WT1 | 220 | Onshore Wind Turbine | WND | WT | (V) Under construction, more than 50 percent complete | 220
2021 | 6 | 59010 | Rhubarb One LLC | IPP | Rhubarb One SC | SC | 59596 | PV1 | 20 | Solar Photovoltaic | SUN | PV | (TS) Construction complete, but not yet in commercial operation | 20
2021 | 6 | 63669 | San Bernardino Fuel Cell, LLC | Commercial | SB Water Reclamation Fuel Cell | CA | 64027 | MB19 | 1.4 | Other Waste Biomass | OBG | FC | (V) Under construction, more than 50 percent complete | 1.4
2021 | 6 | 16609 | San Diego Gas & Electric Co | Electric Utility | Kearny North Energy Storage | CA | 64612 | KNES | 10 | Batteries | MWH | BA | (T) Regulatory approvals received. Not under construction | 10
2021 | 6 | 16609 | San Diego Gas & Electric Co | Electric Utility | Kearny South Energy Storage | CA | 64614 | KSES | 10 | Batteries | MWH | BA | (T) Regulatory approvals received. Not under construction | 10
2021 | 6 | 58798 | Shell Chemical Appalachia LLC | Industrial | Shell Chemical Appalachia LLC | PA | 58933 | GTG1 | 37.1 | Natural Gas Fired Combined Cycle | NG | CT | (V) Under construction, more than 50 percent complete | 41.5
2021 | 6 | 58798 | Shell Chemical Appalachia LLC | Industrial | Shell Chemical Appalachia LLC | PA | 58933 | GTG2 | 37.1 | Natural Gas Fired Combined Cycle | NG | CT | (V) Under construction, more than 50 percent complete | 41.5
2021 | 6 | 58798 | Shell Chemical Appalachia LLC | Industrial | Shell Chemical Appalachia LLC | PA | 58933 | GTG3 | 37.1 | Natural Gas Fired Combined Cycle | NG | CT | (V) Under construction, more than 50 percent complete | 41.5
2021 | 6 | 58798 | Shell Chemical Appalachia LLC | Industrial | Shell Chemical Appalachia LLC | PA | 58933 | STG1 | 72.7 | Natural Gas Fired Combined Cycle | NG | CA | (V) Under construction, more than 50 percent complete | 75
2021 | 6 | 58798 | Shell Chemical Appalachia LLC | Industrial | Shell Chemical Appalachia LLC | PA | 58933 | STG2 | 72.7 | Natural Gas Fired Combined Cycle | NG | CA | (V) Under construction, more than 50 percent complete | 75
2021 | 6 | 63432 | SkyHigh 2 Solar | Commercial | EMWD - Perris Valley RWRF | CA | 64396 | EMSJN | 3.4 | Solar Photovoltaic | SUN | PV | (TS) Construction complete, but not yet in commercial operation | 3.4
2021 | 6 | 63432 | SkyHigh 2 Solar | Commercial | EMWD - Sun City RWRF | CA | 64398 | EMSUN | 1.6 | Solar Photovoltaic | SUN | PV | (TS) Construction complete, but not yet in commercial operation | 1.6
2021 | 6 | 64192 | Slate Hill Solar LLC | IPP | Slate Hill | NY | 64578 | SLT | 2 | Solar Photovoltaic | SUN | PV | (V) Under construction, more than 50 percent complete | 2
2021 | 6 | 20712 | Snowbird Corporation | Commercial | Snowbird Power Plant | UT | 10215 | 1138 | 1.5 | Natural Gas Internal Combustion Engine | NG | IC | (U) Under construction, less than or equal to 50 percent complete | 1.5
2021 | 6 | 20712 | Snowbird Corporation | Commercial | Snowbird Power Plant | UT | 10215 | 1258 | 2.5 | Natural Gas Internal Combustion Engine | NG | IC | (U) Under construction, less than or equal to 50 percent complete | 2.5
2021 | 6 | 20712 | Snowbird Corporation | Commercial | Snowbird Power Plant | UT | 10215 | 1260 | 2.5 | Natural Gas Internal Combustion Engine | NG | IC | (U) Under construction, less than or equal to 50 percent complete | 2.5
2021 | 6 | 60131 | South Field Energy, LLC | IPP | South Field Energy | OH | 60356 | SFCT1 | 344.4 | Natural Gas Fired Combined Cycle | NG | CT | (V) Under construction, more than 50 percent complete | 344.4
2021 | 6 | 60131 | South Field Energy, LLC | IPP | South Field Energy | OH | 60356 | SFCT2 | 344.4 | Natural Gas Fired Combined Cycle | NG | CT | (V) Under construction, more than 50 percent complete | 344.4
2021 | 6 | 60131 | South Field Energy, LLC | IPP | South Field Energy | OH | 60356 | SFST1 | 260.8 | Natural Gas Fired Combined Cycle | NG | CA | (V) Under construction, more than 50 percent complete | 260.8
2021 | 6 | 60131 | South Field Energy, LLC | IPP | South Field Energy | OH | 60356 | SFST2 | 260.8 | Natural Gas Fired Combined Cycle | NG | CA | (V) Under construction, more than 50 percent complete | 260.8
2021 | 6 | 62744 | St. James Solar, LLC | IPP | St. James Solar (LA) | LA | 62854 | SJS | 20 | Solar Photovoltaic | SUN | PV | (V) Under construction, more than 50 percent complete | 20
2021 | 6 | 60531 | Standard Solar | IPP | USS Solar Brick | IL | 63618 | USBRK | 2.7 | Solar Photovoltaic | SUN | PV | (U) Under construction, less than or equal to 50 percent complete | 2.7
2021 | 6 | 60947 | Tesla Inc. | IPP | Gambit Energy Storage - Angleton Storage | TX | 64528 | 1 | 100 | Batteries | MWH | BA | (V) Under construction, more than 50 percent complete | 100
2021 | 6 | 60947 | Tesla Inc. | Industrial | Tesla Reno GigaFactory | NV | 64098 | 3 | 1 | Solar Photovoltaic | SUN | PV | (TS) Construction complete, but not yet in commercial operation | 1
2021 | 6 | 20421 | Western Minnesota Mun Pwr Agny | Electric Utility | Red Rock Hydro Plant | IA | 58434 | 1 | 27.5 | Conventional Hydroelectric | WAT | HY | (V) Under construction, more than 50 percent complete | 18.2
2021 | 6 | 62635 | Wildcat Creek Wind Farm LLC | IPP | Wildcat Creek Wind Farm LLC | TX | 62715 | WCCWF | 180.1 | Onshore Wind Turbine | WND | WT | (V) Under construction, more than 50 percent complete | 180.1
2021 | 6 | 63490 | Williamsville Road LLC | IPP | Williamsville Hybrid | MA | 63805 | WBESS | 3.3 | Batteries | MWH | BA | (TS) Construction complete, but not yet in commercial operation | 3.3
2021 | 6 | 63490 | Williamsville Road LLC | IPP | Williamsville Hybrid | MA | 63805 | WIL | 5 | Solar Photovoltaic | SUN | PV | (TS) Construction complete, but not yet in commercial operation | 5
2021 | 7 | 62006 | 7X Energy, Inc. | IPP | Taygete II Energy Project | TX | 64075 | TAYG2 | 203.8 | Solar Photovoltaic | SUN | PV | (U) Under construction, less than or equal to 50 percent complete | 203.8
2021 | 7 | 61012 | AES Distributed Energy | IPP | Lane Ave Solar LLC | MA | 63041 | HANRA | 1.5 | Solar Photovoltaic | SUN | PV | (TS) Construction complete, but not yet in commercial operation | 1.5
2021 | 7 | 61012 | AES Distributed Energy | IPP | ZPD-PT Solar Project 2017-044 LLC | MA | 64184 | DRAPV | 1 | Solar Photovoltaic | SUN | PV | (U) Under construction, less than or equal to 50 percent complete | 1
2021 | 7 | 61608 | Agilon Energy Holdings II, LLC | IPP | Victoria Port Power II LLC | TX | 61966 | VP2-1 | 43 | Natural Gas Fired Combustion Turbine | NG | GT | (U) Under construction, less than or equal to 50 percent complete | 50
2021 | 7 | 61608 | Agilon Energy Holdings II, LLC | IPP | Victoria Port Power II LLC | TX | 61966 | VP2-2 | 43 | Natural Gas Fired Combustion Turbine | NG | GT | (U) Under construction, less than or equal to 50 percent complete | 50
2021 | 7 | 63571 | Azure Sky Solar Project, LLC | IPP | Azure Sky Solar | TX | 63905 | ASKYS | 225 | Solar Photovoltaic | SUN | PV | (U) Under construction, less than or equal to 50 percent complete | 225
2021 | 7 | 63767 | Beam Renewable Energy, LLC | IPP | BRE NC Solar 2 | NC | 60626 | BEAM2 | 5 | Solar Photovoltaic | SUN | PV | (T) Regulatory approvals received. Not under construction | 5
2021 | 7 | 63883 | Broad Reach Power | IPP | Loop 463 | TX | 64315 | LOOP | 9.9 | Batteries | MWH | BA | (U) Under construction, less than or equal to 50 percent complete | 9.9
2021 | 7 | 63883 | Broad Reach Power | IPP | Lopeno | TX | 64316 | LOPE | 9.9 | Batteries | MWH | BA | (U) Under construction, less than or equal to 50 percent complete | 9.9
2021 | 7 | 63430 | Chisholm Grid, LLC | IPP | Chisholm Grid Energy Storage System | TX | 63737 | CHS01 | 100 | Batteries | MWH | BA | (V) Under construction, more than 50 percent complete | 100
2021 | 7 | 4180 | Connecticut Mun Elec Engy Coop | Electric Utility | Subase Microgrid Project | CT | 59701 | SFC1 | 3.7 | Other Natural Gas | NG | FC | (U) Under construction, less than or equal to 50 percent complete | 3.7
2021 | 7 | 4180 | Connecticut Mun Elec Engy Coop | Electric Utility | Subase Microgrid Project | CT | 59701 | SFC2 | 3.7 | Other Natural Gas | NG | FC | (U) Under construction, less than or equal to 50 percent complete | 3.7
2021 | 7 | 56769 | Consolidated Edison Development Inc. | IPP | Battle Mountain Solar Project | NV | 61098 | BMSP | 101 | Solar Photovoltaic | SUN | PV | (U) Under construction, less than or equal to 50 percent complete | 101
2021 | 7 | 6455 | Duke Energy Florida, LLC | Electric Utility | Cape San Blas | FL | 63996 | ES1 | 5.5 | Batteries | MWH | BA | (U) Under construction, less than or equal to 50 percent complete | 5.5
2021 | 7 | 56987 | East Blackland Solar Project 1 LLC | IPP | East Blackland Solar Project 1 | TX | 57659 | PSF | 144 | Solar Photovoltaic | SUN | PV | (V) Under construction, more than 50 percent complete | 144
2021 | 7 | 58970 | Ecoplexus, Inc | IPP | Camp San Luis Obispo | CA | 63870 | CPSLO | 1.2 | Solar Photovoltaic | SUN | PV | (P) Planned for installation, but regulatory approvals not initiated | 1.2
2021 | 7 | 58970 | Ecoplexus, Inc | IPP | Kern Valley SP | CA | 63875 | KRNVL | 3 | Solar Photovoltaic | SUN | PV | (P) Planned for installation, but regulatory approvals not initiated | 3
2021 | 7 | 63237 | Emerald Hills Holding I, LLC | IPP | Depot Solar Center, LLC | VA | 61691 | DEPOT | 15 | Solar Photovoltaic | SUN | PV | (P) Planned for installation, but regulatory approvals not initiated | 15
2021 | 7 | 63653 | Energix Nokesville, LLC | IPP | Energix Nokesville, LLC | VA | 64012 | ENX07 | 20 | Solar Photovoltaic | SUN | PV | (L) Regulatory approvals pending. Not under construction | 20
2021 | 7 | 56615 | First Solar Project Development | IPP | Sun Streams 2 | AZ | 63440 | GEN01 | 150 | Solar Photovoltaic | SUN | PV | (V) Under construction, more than 50 percent complete | 150
2021 | 7 | 6452 | Florida Power & Light Co | Electric Utility | Willow Solar Energy Center | FL | 64301 | WILLO | 74.5 | Solar Photovoltaic | SUN | PV | (V) Under construction, more than 50 percent complete | 74.5
2021 | 7 | 62856 | Forefront Power, LLC | IPP | IL - SMHEC - Moraine Valley | IL | 64181 | 18017 | 1.3 | Solar Photovoltaic | SUN | PV | (U) Under construction, less than or equal to 50 percent complete | 1.3
2021 | 7 | 61942 | Griffin Trail Wind, LLC | IPP | Griffin Trail Wind | TX | 62411 | GTWND | 225.6 | Onshore Wind Turbine | WND | WT | (V) Under construction, more than 50 percent complete | 225.6
2021 | 7 | 63107 | Lansing Renewables, LLC | IPP | Lansing Renewables, LLC | NY | 63337 | 14320 | 3 | Batteries | MWH | BA | (P) Planned for installation, but regulatory approvals not initiated | 3
2021 | 7 | 61219 | Longroad Energy Services LLC | IPP | Prospero Solar II | TX | 64325 | PROSP | 250 | Solar Photovoltaic | SUN | PV | (V) Under construction, more than 50 percent complete | 250
2021 | 7 | 63403 | Luna Storage, LLC | IPP | Luna Storage | CA | 63685 | LUNA | 100 | Batteries | MWH | BA | (U) Under construction, less than or equal to 50 percent complete | 100
2021 | 7 | 64240 | Madera DP 2, LLC | IPP | Diamond H Dairy Power | CA | 64622 | GEN1 | 1 | Other Waste Biomass | OBG | IC | (V) Under construction, more than 50 percent complete | 1
2021 | 7 | 64240 | Madera DP 2, LLC | IPP | Diamond H Dairy Power | CA | 64622 | GEN2 | 1 | Other Waste Biomass | OBG | IC | (V) Under construction, more than 50 percent complete | 1
2021 | 7 | 62915 | Madison Energy Holdings LLC | IPP | ESCA-LL-COLTON, LLC | CA | 64270 | COLT1 | 2.6 | Solar Photovoltaic | SUN | PV | (V) Under construction, more than 50 percent complete | 2.6
2021 | 7 | 62915 | Madison Energy Holdings LLC | IPP | T Luhman CSG | MN | 64056 | TLU01 | 1 | Solar Photovoltaic | SUN | PV | (V) Under construction, more than 50 percent complete | 1
2021 | 7 | 58451 | McCoy Solar, LLC | IPP | McCoy Solar Energy Project Hybrid | CA | 58462 | MCST1 | 230 | Batteries | MWH | BA | (U) Under construction, less than or equal to 50 percent complete | 230
2021 | 7 | 12320 | Merck & Co Inc | Industrial | Elkton | VA | 52148 | GEN6 | 1.2 | Natural Gas Steam Turbine | NG | ST | (V) Under construction, more than 50 percent complete | 1.2
2021 | 7 | 12320 | Merck & Co Inc | Industrial | Elkton | VA | 52148 | GEN7 | 1.2 | Natural Gas Steam Turbine | NG | ST | (V) Under construction, more than 50 percent complete | 1.2
2021 | 7 | 13491 | New York University | Commercial | New York University Central Plant | NY | 54808 | DE1 | 2.5 | Petroleum Liquids | DFO | IC | (V) Under construction, more than 50 percent complete | 2.5
2021 | 7 | 13491 | New York University | Commercial | New York University Central Plant | NY | 54808 | GR1 | 2.6 | Natural Gas Internal Combustion Engine | NG | IC | (V) Under construction, more than 50 percent complete | 2.6
2021 | 7 | 63773 | Orsted Onshore North America | IPP | Western Trail Wind, LLC | TX | 64149 | WTW | 366.6 | Onshore Wind Turbine | WND | WT | (U) Under construction, less than or equal to 50 percent complete | 366.6
2021 | 7 | 63110 | Owlville Creek Solar 2, LLC | IPP | Owlville Creek Solar 2, LLC | NY | 63340 | 20660 | 3 | Batteries | MWH | BA | (P) Planned for installation, but regulatory approvals not initiated | 3
2021 | 7 | 63111 | Owlville Creek Solar, LLC | IPP | Owlville Creek Solar, LLC | NY | 63341 | 20660 | 3 | Batteries | MWH | BA | (P) Planned for installation, but regulatory approvals not initiated | 3
2021 | 7 | 17470 | PUD 1 of Snohomish County | Electric Utility | Arlington Microgrid | WA | 64446 | AMGB | 1 | Batteries | MWH | BA | (V) Under construction, more than 50 percent complete | 1
2021 | 7 | 14328 | Pacific Gas & Electric Co. | Electric Utility | Elkhorn Battery Energy Storage System | CA | 62564 | ELKHO | 182.5 | Batteries | MWH | BA | (U) Under construction, less than or equal to 50 percent complete | 182.5
2021 | 7 | 61593 | Pleinmont Solar 2 LLC | IPP | Pleinmont Solar 2 | VA | 62013 | PLNM2 | 240 | Solar Photovoltaic | SUN | PV | (V) Under construction, more than 50 percent complete | 240
2021 | 7 | 62873 | Plott Hound Solar, LLC | IPP | Plott Hound Solar | NC | 63015 | 1088 | 5 | Solar Photovoltaic | SUN | PV | (L) Regulatory approvals pending. Not under construction | 5
2021 | 7 | 63082 | ProEnergy Services | IPP | HO Clarke Generating | TX | 63335 | CTG-7 | 44.5 | Natural Gas Fired Combustion Turbine | NG | GT | (V) Under construction, more than 50 percent complete | 60.5
2021 | 7 | 63082 | ProEnergy Services | IPP | HO Clarke Generating | TX | 63335 | CTG-8 | 44.5 | Natural Gas Fired Combustion Turbine | NG | GT | (V) Under construction, more than 50 percent complete | 60.5
2021 | 7 | 60982 | RE Maplewood LLC | IPP | RE Maplewood | TX | 61346 | PV1 | 222 | Solar Photovoltaic | SUN | PV | (TS) Construction complete, but not yet in commercial operation | 222
2021 | 7 | 56215 | RWE Renewables Americas LLC | IPP | West Raymond Wind Farm LLC | TX | 62855 | WRAYM | 239.8 | Onshore Wind Turbine | WND | WT | (V) Under construction, more than 50 percent complete | 239.8
2021 | 7 | 64055 | Rockford Baxter Rd Holdco LLC CSG | IPP | Rockford CSG | IL | 64415 | ROCKF | 2 | Solar Photovoltaic | SUN | PV | (T) Regulatory approvals received. Not under construction | 2
2021 | 7 | 63100 | SE Juno, LLC | IPP | Juno Solar Project | TX | 63328 | IPJNO | 141 | Solar Photovoltaic | SUN | PV | (V) Under construction, more than 50 percent complete | 141
2021 | 7 | 63432 | SkyHigh 2 Solar | Industrial | CSU San Jose State University | CA | 64401 | CSUSJ | 1.7 | Solar Photovoltaic | SUN | PV | (TS) Construction complete, but not yet in commercial operation | 1.7
2021 | 7 | 63432 | SkyHigh 2 Solar | Commercial | EMWD - Moreno Valley RWRF | CA | 64406 | EMMOR | 2.4 | Solar Photovoltaic | SUN | PV | (TS) Construction complete, but not yet in commercial operation | 2.4
2021 | 7 | 63432 | SkyHigh 2 Solar | Commercial | EMWD - San Jacinto RWRF NEM | CA | 64397 | EMSJN | 1.3 | Solar Photovoltaic | SUN | PV | (TS) Construction complete, but not yet in commercial operation | 1.3
2021 | 7 | 57281 | University of Cincinnati | Commercial | East Campus Utility Plant | OH | 57929 | P058 | 2.5 | Petroleum Liquids | DFO | IC | (T) Regulatory approvals received. Not under construction | 2.5
2021 | 7 | 19876 | Virginia Electric & Power Co | Electric Utility | Desper Solar | VA | 62730 | 1 | 88.2 | Solar Photovoltaic | SUN | PV | (U) Under construction, less than or equal to 50 percent complete | 88.2
2021 | 7 | 62748 | Wildcat I Energy Storage LLC | IPP | Wildcat I Energy Storage LLC | CA | 62875 | WILD1 | 3 | Batteries | MWH | BA | (U) Under construction, less than or equal to 50 percent complete | 3
2021 | 7 | 20860 | Wisconsin Public Service Corp | Electric Utility | Badger Hollow I | WI | 62955 | GEN1 | 150 | Solar Photovoltaic | SUN | PV | (U) Under construction, less than or equal to 50 percent complete | 150
2021 | 8 | 61012 | AES Distributed Energy | IPP | BWC Muddy Brook, LLC Hybrid | MA | 64170 | MBES | 0.9 | Batteries | MWH | BA | (U) Under construction, less than or equal to 50 percent complete | 0.9
2021 | 8 | 61012 | AES Distributed Energy | IPP | BWC Muddy Brook, LLC Hybrid | MA | 64170 | MBPV | 1 | Solar Photovoltaic | SUN | PV | (U) Under construction, less than or equal to 50 percent complete | 1
2021 | 8 | 62049 | Aquamarine Westside LLC | IPP | Aquamarine | CA | 62547 | AQUAM | 250 | Solar Photovoltaic | SUN | PV | (U) Under construction, less than or equal to 50 percent complete | 250
2021 | 8 | 64172 | Arevon Asset Management | IPP | Coso Battery Storage | CA | 63943 | 61730 | 60 | Batteries | MWH | BA | (U) Under construction, less than or equal to 50 percent complete | 60
2021 | 8 | 63571 | Azure Sky Solar Project, LLC | IPP | Azure Sky Solar | TX | 63905 | ASKYB | 77 | Batteries | MWH | BA | (U) Under construction, less than or equal to 50 percent complete | 77
2021 | 8 | 59474 | BQ Energy LLC | IPP | West Valley West | NY | 62737 | WVW | 5 | Solar Photovoltaic | SUN | PV | (L) Regulatory approvals pending. Not under construction | 5
2021 | 8 | 1307 | Basin Electric Power Coop | Electric Utility | Lonesome Creek Station | ND | 57943 | 06 | 40 | Natural Gas Fired Combustion Turbine | NG | GT | (V) Under construction, more than 50 percent complete | 60.5
2021 | 8 | 61230 | CD Arevon USA, Inc. | IPP | Cal Flats BESS | CA | 63930 | CF60 | 60 | Batteries | MWH | BA | (U) Under construction, less than or equal to 50 percent complete | 60
2021 | 8 | 63991 | DG New York CS, LLC | IPP | Sangerfield Solar CSG | NY | 64372 | SNGFD | 5 | Solar Photovoltaic | SUN | PV | (V) Under construction, more than 50 percent complete | 5
2021 | 8 | 61684 | Diablo Energy Storage, LLC | IPP | Diablo Energy Storage | CA | 62175 | DIBLO | 200 | Batteries | MWH | BA | (U) Under construction, less than or equal to 50 percent complete | 200
2021 | 8 | 63345 | Flodquist Community Solar LLC | IPP | Flodquist Community Solar DE LLC | MN | 64394 | FLODQ | 1 | Solar Photovoltaic | SUN | PV | (U) Under construction, less than or equal to 50 percent complete | 1
2021 | 8 | 63345 | Flodquist Community Solar LLC | IPP | Flodquist Community Solar LLC | MN | 63650 | TC3 | 1 | Solar Photovoltaic | SUN | PV | (U) Under construction, less than or equal to 50 percent complete | 1
2021 | 8 | 6452 | Florida Power & Light Co | Electric Utility | Fort Drum Energy Center | FL | 64300 | FORTD | 74.5 | Solar Photovoltaic | SUN | PV | (V) Under construction, more than 50 percent complete | 74.5
2021 | 8 | 63631 | Four Brothers 2, LLC | IPP | Hertford Solar Power, LLC | NC | 63024 | KEH | 10 | Solar Photovoltaic | SUN | PV | (U) Under construction, less than or equal to 50 percent complete | 10
2021 | 8 | 63109 | Hales Mills Solar, LLC | IPP | Hales Mills Solar, LLC | NY | 63339 | 09751 | 3 | Batteries | MWH | BA | (P) Planned for installation, but regulatory approvals not initiated | 3
2021 | 8 | 62807 | Hawtree Creek Farm Solar, LLC | IPP | Hawtree Solar | NC | 62951 | HAWT1 | 65 | Solar Photovoltaic | SUN | PV | (U) Under construction, less than or equal to 50 percent complete | 65
2021 | 8 | 9234 | Indiana Municipal Power Agency | Electric Utility | Anderson 4 | IN | 64248 | SAND4 | 7.8 | Solar Photovoltaic | SUN | PV | (V) Under construction, more than 50 percent complete | 7.8
2021 | 8 | 63644 | Kish Solar, LLC | IPP | Kish | IL | 63990 | KISH | 2 | Solar Photovoltaic | SUN | PV | (TS) Construction complete, but not yet in commercial operation | 2
2021 | 8 | 64072 | MA CS Ware West, LLC | IPP | Town of Ware - Canadian Tree | MA | 64435 | TOW | 1.4 | Solar Photovoltaic | SUN | PV | (TS) Construction complete, but not yet in commercial operation | 1.4
2021 | 8 | 62721 | Maryneal Windpower, LLC | IPP | Maryneal Windpower | TX | 62836 | MNW | 182.4 | Onshore Wind Turbine | WND | WT | (U) Under construction, less than or equal to 50 percent complete | 182.4
2021 | 8 | 64257 | Naples Casco Solar 1, LLC | IPP | Naples | ME | 64675 | NAP | 2 | Solar Photovoltaic | SUN | PV | (T) Regulatory approvals received. Not under construction | 2
2021 | 8 | 63185 | Neighborhood Power Corp. | IPP | River Valley Solar | OR | 63665 | W0054 | 1.9 | Solar Photovoltaic | SUN | PV | (TS) Construction complete, but not yet in commercial operation | 1.9
2021 | 8 | 64131 | Novel Caroline Solar, LLC | IPP | Novel Caroline Solar, LLC CSG | MN | 64485 | CRLNE | 1 | Solar Photovoltaic | SUN | PV | (T) Regulatory approvals received. Not under construction | 1
2021 | 8 | 62868 | Novel Peter Solar LLC | IPP | Novel Peter Solar CSG | MN | 63009 | PETR | 1 | Solar Photovoltaic | SUN | PV | (TS) Construction complete, but not yet in commercial operation | 1
2021 | 8 | 64127 | Novel Stavem Solar LLC | IPP | Novel Stavem Solar LLC | MN | 64482 | STAVM | 1 | Solar Photovoltaic | SUN | PV | (T) Regulatory approvals received. Not under construction | 1
2021 | 8 | 64188 | Novel Stein Solar LLC | IPP | Novel Stein Solar LLC CSG | MN | 64563 | STEIN | 1 | Solar Photovoltaic | SUN | PV | (T) Regulatory approvals received. Not under construction | 1
2021 | 8 | 14354 | PacifiCorp | Electric Utility | TB Flats | WY | 62516 | 1 | 503.2 | Onshore Wind Turbine | WND | WT | (V) Under construction, more than 50 percent complete | 503.2
2021 | 8 | 56545 | Pattern Operators LP | IPP | G.S.E. One LLC | TX | 62505 | 1 | 82.5 | Solar Photovoltaic | SUN | PV | (P) Planned for installation, but regulatory approvals not initiated | 83
2021 | 8 | 62113 | Sage Draw Wind, LLC | IPP | Sage Draw Wind | TX | 62620 | SD | 338.4 | Onshore Wind Turbine | WND | WT | (TS) Construction complete, but not yet in commercial operation | 338.4
2021 | 8 | 64063 | Schull CSG LLC | IPP | Schull CSG | MN | 64413 | SCHUL | 0.4 | Solar Photovoltaic | SUN | PV | (T) Regulatory approvals received. Not under construction | 1
2021 | 8 | 17650 | Southern Power Co | IPP | RE Garland | CA | 60233 | BESS1 | 88 | Batteries | MWH | BA | (U) Under construction, less than or equal to 50 percent complete | 88
2021 | 8 | 63519 | Trent River Solar, LLC | IPP | Trent River Solar, LLC | NC | 63842 | PGR25 | 78.7 | Solar Photovoltaic | SUN | PV | (V) Under construction, more than 50 percent complete | 78.7
2021 | 8 | 19539 | University of Iowa | Commercial | University of Iowa Main Power Plant | IA | 54775 | GEN12 | 5.8 | Natural Gas Steam Turbine | NG | ST | (V) Under construction, more than 50 percent complete | 5.8
2021 | 8 | 19539 | University of Iowa | Commercial | University of Iowa Main Power Plant | IA | 54775 | GEN13 | 10 | Natural Gas Steam Turbine | NG | ST | (V) Under construction, more than 50 percent complete | 10
2021 | 8 | 62701 | Vista Solar, Inc. | IPP | Bio-Rad | CA | 63189 | BIORD | 2.4 | Solar Photovoltaic | SUN | PV | (U) Under construction, less than or equal to 50 percent complete | 2.5
2021 | 8 | 62808 | Whitehorn Solar, LLC | IPP | Whitehorn Solar | VA | 62959 | WHIT1 | 50 | Solar Photovoltaic | SUN | PV | (U) Under construction, less than or equal to 50 percent complete | 50
2021 | 9 | 62006 | 7X Energy, Inc. | IPP | Elara Solar | TX | 64204 | ELARA | 130 | Solar Photovoltaic | SUN | PV | (U) Under construction, less than or equal to 50 percent complete | 132.4
2021 | 9 | 64255 | Acton H Road Solar 1, LLC | IPP | Acton | ME | 64673 | ACT | 3.5 | Solar Photovoltaic | SUN | PV | (T) Regulatory approvals received. Not under construction | 3.5
2021 | 9 | 60496 | Adapture Renewables, Inc. | IPP | Scituate RI Solar, LLC | RI | 61841 | SCITU | 10 | Solar Photovoltaic | SUN | PV | (P) Planned for installation, but regulatory approvals not initiated | 10
2021 | 9 | 64050 | Anderson Solar Farm, LLC | IPP | Anderson (SC) | SC | 64409 | ANDER | 2 | Solar Photovoltaic | SUN | PV | (V) Under construction, more than 50 percent complete | 2
2021 | 9 | 63253 | Assembly Solar II LLC | IPP | Assembly Solar II LLC | MI | 63538 | AS2 | 110 | Solar Photovoltaic | SUN | PV | (V) Under construction, more than 50 percent complete | 110
2021 | 9 | 62659 | BMP Wind LLC | IPP | BMP Wind (TX) | TX | 62809 | BMP | 293.3 | Onshore Wind Turbine | WND | WT | (U) Under construction, less than or equal to 50 percent complete | 293.3
2021 | 9 | 59474 | BQ Energy LLC | IPP | West Valley East | NY | 62738 | WVE | 5 | Solar Photovoltaic | SUN | PV | (L) Regulatory approvals pending. Not under construction | 5
2021 | 9 | 59474 | BQ Energy LLC | IPP | Yeoman Creek | IL | 61910 | YEOM | 8.8 | Solar Photovoltaic | SUN | PV | (L) Regulatory approvals pending. Not under construction | 8.8
2021 | 9 | 60368 | BRE NC Solar 4, LLC | IPP | BRE NC Solar 4 | NC | 60628 | BEAM4 | 5 | Solar Photovoltaic | SUN | PV | (L) Regulatory approvals pending. Not under construction | 5
2021 | 9 | 64249 | Big River Solar, LLC | IPP | Big River Solar | IL | 64637 | BRS | 149 | Solar Photovoltaic | SUN | PV | (T) Regulatory approvals received. Not under construction | 149
2021 | 9 | 64170 | Camden Solar LLC | IPP | Camden Solar LLC | NC | 64535 | KOV4A | 20 | Solar Photovoltaic | SUN | PV | (T) Regulatory approvals received. Not under construction | 20
2021 | 9 | 62050 | Castleman Power Development LLC | IPP | SJRR Power LLC | TX | 62548 | SJ-1 | 43 | Natural Gas Fired Combustion Turbine | NG | GT | (U) Under construction, less than or equal to 50 percent complete | 50
2021 | 9 | 62050 | Castleman Power Development LLC | IPP | SJRR Power LLC | TX | 62548 | SJ-2 | 43 | Natural Gas Fired Combustion Turbine | NG | GT | (U) Under construction, less than or equal to 50 percent complete | 50
2021 | 9 | 57365 | Consolidated Edison Solutions Inc | IPP | CES Agawam Tuckahoe Solar Hybrid | MA | 63763 | ATPV | 3.6 | Solar Photovoltaic | SUN | PV | (U) Under construction, less than or equal to 50 percent complete | 3.6
2021 | 9 | 61978 | Convergent Energy and Power LP | IPP | Orange County Energy Storage 2 | CA | 62497 | OCES2 | 9 | Batteries | MWH | BA | (U) Under construction, less than or equal to 50 percent complete | 9
2021 | 9 | 61978 | Convergent Energy and Power LP | IPP | Orange County Energy Storage 3 | CA | 62499 | OCES3 | 6 | Batteries | MWH | BA | (U) Under construction, less than or equal to 50 percent complete | 6
2021 | 9 | 61060 | Cypress Creek Renewables | IPP | Pine Valley Solar Farm, LLC | NC | 60298 | PV1 | 5 | Solar Photovoltaic | SUN | PV | (L) Regulatory approvals pending. Not under construction | 5
2021 | 9 | 63523 | DePue Holdings, LLC | IPP | DePue Holdings, LLC | IL | 63845 | DEPUE | 20 | Solar Photovoltaic | SUN | PV | (T) Regulatory approvals received. Not under construction | 20
2021 | 9 | 63815 | Dressor Plains Solar, LLC | IPP | Dressor Plains Solar, LLC | IL | 64224 | DPS | 99 | Solar Photovoltaic | SUN | PV | (U) Under construction, less than or equal to 50 percent complete | 99
2021 | 9 | 6455 | Duke Energy Florida, LLC | Electric Utility | Jennings Energy Storage Facility | FL | 63998 | ES1 | 5.5 | Batteries | MWH | BA | (U) Under construction, less than or equal to 50 percent complete | 5.5
2021 | 9 | 6455 | Duke Energy Florida, LLC | Electric Utility | Micanopy Energy Storage Facility | FL | 63999 | ES1 | 8.3 | Batteries | MWH | BA | (U) Under construction, less than or equal to 50 percent complete | 8.3
2021 | 9 | 58135 | Ecos Energy LLC | IPP | Weybridge 1 Solar | VT | 61038 | WEY1 | 3 | Solar Photovoltaic | SUN | PV | (P) Planned for installation, but regulatory approvals not initiated | 3
2021 | 9 | 59497 | Eversource | IPP | Outer Cape Community Battery | MA | 62604 | OCESS | 25 | Batteries | MWH | BA | (U) Under construction, less than or equal to 50 percent complete | 25
2021 | 9 | 63955 | Farmington Solar, LLC | IPP | Farmington Solar | ME | 64337 | FNS | 77 | Solar Photovoltaic | SUN | PV | (V) Under construction, more than 50 percent complete | 77
2021 | 9 | 7140 | Georgia Power Co | Electric Utility | Fort Valley State University Solar | GA | 63062 | 1 | 10.8 | Solar Photovoltaic | SUN | PV | (U) Under construction, less than or equal to 50 percent complete | 10.8
2021 | 9 | 7140 | Georgia Power Co | Electric Utility | Georgia College & State University Solar | GA | 63282 | 1 | 3.5 | Solar Photovoltaic | SUN | PV | (U) Under construction, less than or equal to 50 percent complete | 3.5
2021 | 9 | 7140 | Georgia Power Co | Electric Utility | Kings Bay Solar Facility | GA | 59864 | BESS | 1.5 | Batteries | MWH | BA | (V) Under construction, more than 50 percent complete | 1.5
2021 | 9 | 61944 | Goldman Sachs Renewable Power Group | IPP | Chevron - Lost Hills Hybrid | CA | 63545 | BESS1 | 10 | Batteries | MWH | BA | (L) Regulatory approvals pending. Not under construction | 10
2021 | 9 | 61944 | Goldman Sachs Renewable Power Group | IPP | Hudson - High Desert Hybrid | CA | 64624 | BESS1 | 50 | Batteries | MWH | BA | (T) Regulatory approvals received. Not under construction | 50
2021 | 9 | 61944 | Goldman Sachs Renewable Power Group | IPP | Hudson - High Desert Hybrid | CA | 64624 | GEN1 | 100 | Solar Photovoltaic | SUN | PV | (T) Regulatory approvals received. Not under construction | 100
2021 | 9 | 19558 | Homer Electric Assn Inc | Electric Utility | Soldotna | AK | 57206 | 3 | 46.5 | Batteries | MWH | BA | (U) Under construction, less than or equal to 50 percent complete | 46.5
2021 | 9 | 57389 | IKEA Property Inc | Commercial | IKEA College Park 411 | MD | 58015 | IKEA | 1 | Solar Photovoltaic | SUN | PV | (T) Regulatory approvals received. Not under construction | 1
2021 | 9 | 9234 | Indiana Municipal Power Agency | Electric Utility | Anderson 5 | IN | 64245 | SAND5 | 3 | Solar Photovoltaic | SUN | PV | (U) Under construction, less than or equal to 50 percent complete | 3
2021 | 9 | 61762 | Long Ridge Energy Generation LLC | IPP | Long Ridge Energy Generation | OH | 61322 | HPPP1 | 485 | Natural Gas Fired Combined Cycle | NG | CC | (V) Under construction, more than 50 percent complete | 521.9
2021 | 9 | 62897 | MSB Investors, LLC | Electric CHP | Tajiguas Resource Recovery Project | CA | 63094 | SBAD1 | 1.1 | Other Waste Biomass | OBG | IC | (V) Under construction, more than 50 percent complete | 1.1
2021 | 9 | 62897 | MSB Investors, LLC | Electric CHP | Tajiguas Resource Recovery Project | CA | 63094 | SBAD2 | 1.1 | Other Waste Biomass | OBG | IC | (V) Under construction, more than 50 percent complete | 1.1
2021 | 9 | 64150 | Medin 2 Community Solar LLC | IPP | Medin 2 Community Solar LLC | MN | 64504 | MED2 | 1 | Solar Photovoltaic | SUN | PV | (T) Regulatory approvals received. Not under construction | 1
2021 | 9 | 63139 | Minonk Stewardship Wind LLC | IPP | Bennington Wind | IL | 63384 | BENN | 93 | Onshore Wind Turbine | WND | WT | (V) Under construction, more than 50 percent complete | 93
2021 | 9 | 15296 | New York Power Authority | Electric Utility | Willis Battery Storage | NY | 63238 | WB1 | 20 | Batteries | MWH | BA | (U) Under construction, less than or equal to 50 percent complete | 20
2021 | 9 | 64134 | Novel Denzer Solar LLC | IPP | Novel Denzer Solar LLC CSG | MN | 64488 | DNZR | 1 | Solar Photovoltaic | SUN | PV | (T) Regulatory approvals received. Not under construction | 1
2021 | 9 | 64133 | Novel Huneke Solar LLC | IPP | Novel Huneke Solar LLC CSG | MN | 64487 | HNKE | 1 | Solar Photovoltaic | SUN | PV | (T) Regulatory approvals received. Not under construction | 1
2021 | 9 | 14063 | Oklahoma Gas & Electric Co | Electric Utility | Branch Solar Farm | AR | 64392 | CVS1 | 5 | Solar Photovoltaic | SUN | PV | (U) Under construction, less than or equal to 50 percent complete | 5
2021 | 9 | 64149 | Palmer Community Solar LLC | IPP | Palmer Community Solar LLC | MN | 64503 | PALM | 1 | Solar Photovoltaic | SUN | PV | (T) Regulatory approvals received. Not under construction | 1
2021 | 9 | 64095 | RPCA Solar 3, LLC | IPP | Byron Highway Solar | CA | 64471 | BYHWY | 5 | Solar Photovoltaic | SUN | PV | (T) Regulatory approvals received. Not under construction | 5
2021 | 9 | 62743 | RoxWind LLC | IPP | RoxWind | ME | 62857 | WIND1 | 15.3 | Onshore Wind Turbine | WND | WT | (U) Under construction, less than or equal to 50 percent complete | 15.3
2021 | 9 | 63092 | SE Titan, LLC | IPP | Titan Solar Project | TX | 63320 | IPTTN | 260 | Solar Photovoltaic | SUN | PV | (V) Under construction, more than 50 percent complete | 260
2021 | 9 | 64156 | Sky River Wind LLC | IPP | Sky River Wind Energy Center | CA | 50536 | SRW1 | 60.2 | Onshore Wind Turbine | WND | WT | (U) Under construction, less than or equal to 50 percent complete | 60.2
2021 | 9 | 63432 | SkyHigh 2 Solar | Industrial | California State Univ at Channel Islands | CA | 64403 | CSUCI | 3.7 | Solar Photovoltaic | SUN | PV | (V) Under construction, more than 50 percent complete | 3.7
2021 | 9 | 60531 | Standard Solar | IPP | USS Sycamore Solar | IL | 63621 | USSYC | 2.7 | Solar Photovoltaic | SUN | PV | (L) Regulatory approvals pending. Not under construction | 2.7
2021 | 9 | 63493 | Sugar Solar, LLC | IPP | Sugar Solar, LLC | NC | 63807 | PGR29 | 60 | Solar Photovoltaic | SUN | PV | (U) Under construction, less than or equal to 50 percent complete | 60
2021 | 9 | 63420 | Taos Mesa Energy Facility, LLC | IPP | Taos Mesa Energy Facility Hybrid | NM | 63728 | BESS | 12 | Batteries | MWH | BA | (L) Regulatory approvals pending. Not under construction | 12
2021 | 9 | 63420 | Taos Mesa Energy Facility, LLC | IPP | Taos Mesa Energy Facility Hybrid | NM | 63728 | TMEF1 | 15 | Solar Photovoltaic | SUN | PV | (L) Regulatory approvals pending. Not under construction | 15
2021 | 9 | 63328 | USS Goodrich Solar | IPP | USS Goodrich Solar | IL | 63620 | USGCH | 2 | Solar Photovoltaic | SUN | PV | (T) Regulatory approvals received. Not under construction | 2
2021 | 9 | 60192 | Warbler Holdings, LLC | IPP | Warbler Holdings | NC | 60393 | PV1 | 4 | Solar Photovoltaic | SUN | PV | (TS) Construction complete, but not yet in commercial operation | 4
2021 | 9 | 64193 | Washingtonville | IPP | Washingtonville | NY | 64562 | WAS | 2 | Solar Photovoltaic | SUN | PV | (U) Under construction, less than or equal to 50 percent complete | 2
2021 | 9 | 63412 | Westmoreland County Solar Project, LLC | IPP | Westmoreland County Solar Project | VA | 63696 | WEST | 19.9 | Solar Photovoltaic | SUN | PV | (V) Under construction, more than 50 percent complete | 19.9
2021 | 10 | 61523 | 225DD 8me LLC | IPP | Galloway 1 Solar Farm | TX | 61920 | GSM01 | 250 | Solar Photovoltaic | SUN | PV | (U) Under construction, less than or equal to 50 percent complete | 250
2021 | 10 | 62627 | Alchemy Renewable Energy | IPP | Golden Solar | VT | 64443 | GOLD | 2.2 | Solar Photovoltaic | SUN | PV | (T) Regulatory approvals received. Not under construction | 2.2
2021 | 10 | 59050 | Algonquin Power Co | IPP | Maverick Creek Wind | TX | 62853 | MVRCK | 491.6 | Onshore Wind Turbine | WND | WT | (V) Under construction, more than 50 percent complete | 491.6
2021 | 10 | 61825 | Antelope Expansion 1B, LLC | IPP | Antelope Expansion 1B | CA | 62320 | ANE1B | 17 | Solar Photovoltaic | SUN | PV | (P) Planned for installation, but regulatory approvals not initiated | 17
2021 | 10 | 64068 | Black Rock Wind Force, LLC | IPP | Black Rock Wind | WV | 64433 | BRW | 115 | Onshore Wind Turbine | WND | WT | (U) Under construction, less than or equal to 50 percent complete | 115
2021 | 10 | 60816 | Boston Medical Center | Commercial | Boston Medical Center CHP Plant | MA | 61186 | BATT | 1 | Batteries | MWH | BA | (U) Under construction, less than or equal to 50 percent complete | 1
2021 | 10 | 63883 | Broad Reach Power | IPP | Sierra | CA | 64320 | SIER | 10 | Batteries | MWH | BA | (L) Regulatory approvals pending. Not under construction | 10
2021 | 10 | 62886 | Clover Creek Solar, LLC | IPP | Clover Creek Solar | UT | 63061 | CLVR | 80 | Solar Photovoltaic | SUN | PV | (U) Under construction, less than or equal to 50 percent complete | 80
2021 | 10 | 61060 | Cypress Creek Renewables | IPP | Bay Tree | NC | 63976 | 959 | 70.1 | Solar Photovoltaic | SUN | PV | (U) Under construction, less than or equal to 50 percent complete | 70.1
2021 | 10 | 61610 | Delaware River Solar, LLC | IPP | Route 5 & 20 Community Solar Farm | NY | 62523 | 1093 | 2.3 | Solar Photovoltaic | SUN | PV | (L) Regulatory approvals pending. Not under construction | 2.3
2021 | 10 | 5248 | Dominion Energy Inc | Electric Utility | Grassfield Solar | VA | 64135 | GFSO | 20 | Solar Photovoltaic | SUN | PV | (L) Regulatory approvals pending. Not under construction | 20
2021 | 10 | 3046 | Duke Energy Progress - (NC) | Electric Utility | Hot Springs Energy Storage & Microgrid | NC | 64640 | ES1 | 4.4 | Batteries | MWH | BA | (V) Under construction, more than 50 percent complete | 4.4
2021 | 10 | 3046 | Duke Energy Progress - (NC) | Electric Utility | Hot Springs Energy Storage & Microgrid | NC | 64640 | PV1 | 2.7 | Solar Photovoltaic | SUN | PV | (V) Under construction, more than 50 percent complete | 2.7
2021 | 10 | 63995 | Glacier Sands Wind Power, LLC | IPP | Glacier Sands Wind Power, LLC | IL | 64381 | GS001 | 185 | Onshore Wind Turbine | WND | WT | (U) Under construction, less than or equal to 50 percent complete | 185
2021 | 10 | 49893 | Invenergy Services LLC | IPP | Harry Allen Solar Energy LLC | NV | 63080 | GEN1 | 100 | Solar Photovoltaic | SUN | PV | (U) Under construction, less than or equal to 50 percent complete | 100
2021 | 10 | 63776 | JSD Flatwood PV-1, LLC | IPP | Bryant Road Solar | SC | 64155 | 2001 | 2 | Solar Photovoltaic | SUN | PV | (T) Regulatory approvals received. Not under construction | 2
2021 | 10 | 63776 | JSD Flatwood PV-1, LLC | IPP | Davis Road Solar | SC | 64156 | 2002 | 2 | Solar Photovoltaic | SUN | PV | (T) Regulatory approvals received. Not under construction | 2
2021 | 10 | 63776 | JSD Flatwood PV-1, LLC | IPP | Fairview Solar | SC | 64205 | 2003 | 2 | Solar Photovoltaic | SUN | PV | (T) Regulatory approvals received. Not under construction | 2
2021 | 10 | 63776 | JSD Flatwood PV-1, LLC | IPP | Highway 9 Solar | SC | 64206 | 2004 | 2 | Solar Photovoltaic | SUN | PV | (T) Regulatory approvals received. Not under construction | 2
2021 | 10 | 56155 | Lansing Board of Water and Light | Electric Utility | Delta Energy Park | MI | 63259 | DEPC3 | 48.3 | Natural Gas Fired Combined Cycle | NG | CT | (V) Under construction, more than 50 percent complete | 58
2021 | 10 | 56155 | Lansing Board of Water and Light | Electric Utility | Delta Energy Park | MI | 63259 | DEPS1 | 46.3 | Natural Gas Fired Combustion Turbine | NG | GT | (V) Under construction, more than 50 percent complete | 58
2021 | 10 | 56155 | Lansing Board of Water and Light | Electric Utility | Delta Energy Park | MI | 63259 | DEPST | 81 | Natural Gas Fired Combined Cycle | NG | CA | (V) Under construction, more than 50 percent complete | 89.2
2021 | 10 | 62842 | Lightsource Renewable Energy Asset Management, LLC | IPP | Bighorn Solar 1 | CO | 63770 | COBH1 | 240 | Solar Photovoltaic | SUN | PV | (U) Under construction, less than or equal to 50 percent complete | 240
2021 | 10 | 13683 | North Carolina El Member Corp | Electric Utility | Arba Solar Energy Storage | NC | 64510 | BAT1 | 5.1 | Batteries | MWH | BA | (U) Under construction, less than or equal to 50 percent complete | 5.1
2021 | 10 | 13683 | North Carolina El Member Corp | Electric Utility | Arba Solar Energy Storage | NC | 64510 | SOL1 | 5 | Solar Photovoltaic | SUN | PV | (U) Under construction, less than or equal to 50 percent complete | 5
2021 | 10 | 13683 | North Carolina El Member Corp | Electric Utility | Rose Acre Solar Energy Storage | NC | 64511 | BAT1 | 2.5 | Batteries | MWH | BA | (U) Under construction, less than or equal to 50 percent complete | 2.5
2021 | 10 | 13683 | North Carolina El Member Corp | Electric Utility | Rose Acre Solar Energy Storage | NC | 64511 | SOL1 | 2 | Solar Photovoltaic | SUN | PV | (U) Under construction, less than or equal to 50 percent complete | 2
2021 | 10 | 63590 | Novel Martens Solar LLC | IPP | Novel Martens Solar LLC | MN | 63987 | MRTNS | 1 | Solar Photovoltaic | SUN | PV | (TS) Construction complete, but not yet in commercial operation | 1
2021 | 10 | 63774 | Novel Novak Solar LLC | IPP | Novel Novak Solar LLC | MN | 64153 | NOVAK | 1 | Solar Photovoltaic | SUN | PV | (V) Under construction, more than 50 percent complete | 1
2021 | 10 | 63775 | Novel Shelly Solar LLC | IPP | Novel Shelly Solar LLC | MN | 64154 | SHLLY | 1 | Solar Photovoltaic | SUN | PV | (V) Under construction, more than 50 percent complete | 1
2021 | 10 | 63790 | Pipestone City Solar LLC | IPP | Pipestone City Solar LLC | MN | 63726 | PSCTY | 1 | Solar Photovoltaic | SUN | PV | (TS) Construction complete, but not yet in commercial operation | 1
2021 | 10 | 62780 | RE Slate 1 LLC | IPP | Slate Hybrid | CA | 63727 | SLATE | 50.5 | Solar Photovoltaic | SUN | PV | (U) Under construction, less than or equal to 50 percent complete | 50.5
2021 | 10 | 60217 | San Bernardino Valley Mun. Water Dist. | Electric Utility | Waterman Turnout Hydroelectric | CA | 60466 | WTHF | 1 | Conventional Hydroelectric | WAT | HY | (V) Under construction, more than 50 percent complete | 1
2021 | 10 | 63432 | SkyHigh 2 Solar | Commercial | EMWD - San Jacinto RES BCT | CA | 64399 | EMRES | 4.2 | Solar Photovoltaic | SUN | PV | (V) Under construction, more than 50 percent complete | 4.2
2021 | 10 | 63432 | SkyHigh 2 Solar | Industrial | Niagara Bottling - Seguin | TX | 64389 | NIAGS | 4.9 | Solar Photovoltaic | SUN | PV | (V) Under construction, more than 50 percent complete | 4.9
2021 | 10 | 17650 | Southern Power Co | IPP | RE Tranquillity | CA | 59939 | BESS1 | 72 | Batteries | MWH | BA | (U) Under construction, less than or equal to 50 percent complete | 72
2021 | 10 | 61637 | TUUSSO Energy, LLC | IPP | Camas Solar Project | WA | 62071 | CAMAS | 5 | Solar Photovoltaic | SUN | PV | (T) Regulatory approvals received. Not under construction | 5
2021 | 10 | 61637 | TUUSSO Energy, LLC | IPP | Fumaria Solar Project | WA | 62070 | FUMAR | 5 | Solar Photovoltaic | SUN | PV | (T) Regulatory approvals received. Not under construction | 5
2021 | 10 | 61637 | TUUSSO Energy, LLC | IPP | Penstemon Solar Project | WA | 62069 | PENST | 5 | Solar Photovoltaic | SUN | PV | (T) Regulatory approvals received. Not under construction | 5
2021 | 10 | 61637 | TUUSSO Energy, LLC | IPP | Typha Solar Project | WA | 62068 | TYPHA | 5 | Solar Photovoltaic | SUN | PV | (T) Regulatory approvals received. Not under construction | 5
2021 | 10 | 61637 | TUUSSO Energy, LLC | IPP | Urtica Solar Project | WA | 62067 | URTIC | 5 | Solar Photovoltaic | SUN | PV | (T) Regulatory approvals received. Not under construction | 5
2021 | 10 | 59598 | Tooele Army Depot | IPP | Tooele Army Depot | UT | 59817 | PV1 | 1.5 | Solar Photovoltaic | SUN | PV | (V) Under construction, more than 50 percent complete | 1.5
2021 | 10 | 58542 | Trustees of Princeton University | Commercial | Princeton University Cogeneration | NJ | 58584 | PV2 | 12 | Solar Photovoltaic | SUN | PV | (U) Under construction, less than or equal to 50 percent complete | 12
2021 | 10 | 63327 | USS Grandpa Solar | IPP | USS Grandpa Solar | IL | 63619 | USGPA | 1 | Solar Photovoltaic | SUN | PV | (T) Regulatory approvals received. Not under construction | 1
2021 | 10 | 62978 | USS Water City Solar LLC | IPP | USS Water City Solar LLC CSG | MN | 63220 | WTRCY | 1 | Solar Photovoltaic | SUN | PV | (T) Regulatory approvals received. Not under construction | 1
2021 | 10 | 62976 | USS Water Town Solar LLC | IPP | USS Water Town Solar LLC CSG | MN | 63218 | WTRTN | 1 | Solar Photovoltaic | SUN | PV | (T) Regulatory approvals received. Not under construction | 1
2021 | 10 | 63369 | Yaphank Fuel Cell Park, LLC | IPP | SWM Fuel Cell | NY | 63661 | SWM-1 | 2.8 | Other Natural Gas | NG | FC | (T) Regulatory approvals received. Not under construction | 2.8
2021 | 10 | 63369 | Yaphank Fuel Cell Park, LLC | IPP | SWM Fuel Cell | NY | 63661 | SWM-2 | 2.8 | Other Natural Gas | NG | FC | (T) Regulatory approvals received. Not under construction | 2.8
2021 | 10 | 63369 | Yaphank Fuel Cell Park, LLC | IPP | SWM Fuel Cell | NY | 63661 | SWM-3 | 2.8 | Other Natural Gas | NG | FC | (T) Regulatory approvals received. Not under construction | 2.8
2021 | 11 | 63813 | Assembly Solar III, LLC | IPP | Assembly Solar III | MI | 64196 | AS3 | 79 | Solar Photovoltaic | SUN | PV | (U) Under construction, less than or equal to 50 percent complete | 79
2021 | 11 | 63699 | BD Solar 2 LLC | IPP | Winslow PV - BD Solar 2 LLC | ME | 64069 | WINPV | 7 | Solar Photovoltaic | SUN | PV | (T) Regulatory approvals received. Not under construction | 7
2021 | 11 | 63700 | BD Solar Ellsworth LLC | IPP | BD Solar Ellsworth LLC | ME | 64070 | ELLPV | 7 | Solar Photovoltaic | SUN | PV | (T) Regulatory approvals received. Not under construction | 7
2021 | 11 | 63698 | BD Solar Hancock LLC | IPP | BD Solar Hancock LLC | ME | 64068 | HANPV | 7 | Solar Photovoltaic | SUN | PV | (T) Regulatory approvals received. Not under construction | 7
2021 | 11 | 63696 | BD Solar Palmyra LLC | IPP | Palmyra PV - BD Solar Palmyra LLC | ME | 64062 | PALPV | 5 | Solar Photovoltaic | SUN | PV | (T) Regulatory approvals received. Not under construction | 5
2021 | 11 | 57365 | Consolidated Edison Solutions Inc | IPP | Mt Pleasant Community Center | NY | 64442 | MPES | 0.7 | Batteries | MWH | BA | (T) Regulatory approvals received. Not under construction | 0.7
2021 | 11 | 57365 | Consolidated Edison Solutions Inc | IPP | Mt Pleasant Community Center | NY | 64442 | MPPV | 0.5 | Solar Photovoltaic | SUN | PV | (T) Regulatory approvals received. Not under construction | 0.5
2021 | 11 | 63414 | Cool Springs Solar, LLC | IPP | Cool Springs Solar (Hybrid) | GA | 63721 | COOLS | 213 | Solar Photovoltaic | SUN | PV | (V) Under construction, more than 50 percent complete | 213
2021 | 11 | 63414 | Cool Springs Solar, LLC | IPP | Cool Springs Solar (Hybrid) | GA | 63721 | CSBAT | 40 | Batteries | MWH | BA | (V) Under construction, more than 50 percent complete | 40
2021 | 11 | 61610 | Delaware River Solar, LLC | IPP | Route 19 #1 Community Solar Farm | NY | 62500 | 1258 | 2 | Solar Photovoltaic | SUN | PV | (T) Regulatory approvals received. Not under construction | 2
2021 | 11 | 61610 | Delaware River Solar, LLC | IPP | Route 19 #2 Community Solar Farm | NY | 62502 | 1415 | 5 | Solar Photovoltaic | SUN | PV | (T) Regulatory approvals received. Not under construction | 5
2021 | 11 | 61610 | Delaware River Solar, LLC | IPP | State Route 64N Community Solar Farm | NY | 62520 | 1089 | 1.2 | Solar Photovoltaic | SUN | PV | (T) Regulatory approvals received. Not under construction | 1.2
2021 | 11 | 61610 | Delaware River Solar, LLC | IPP | Telegraph Rd #1 Community Solar Farm | NY | 62496 | 1268 | 3.8 | Solar Photovoltaic | SUN | PV | (T) Regulatory approvals received. Not under construction | 3.8
2021 | 11 | 61610 | Delaware River Solar, LLC | IPP | Telegraph Rd #2 Community Solar Farm | NY | 62498 | 1413 | 2 | Solar Photovoltaic | SUN | PV | (T) Regulatory approvals received. Not under construction | 2
2021 | 11 | 61610 | Delaware River Solar, LLC | IPP | Yellow Mills Rd #1 Community Solar Farm | NY | 62517 | 1142 | 2.3 | Solar Photovoltaic | SUN | PV | (T) Regulatory approvals received. Not under construction | 2.3
2021 | 11 | 61610 | Delaware River Solar, LLC | IPP | Yellow Mills Rd #2 Community Solar Farm | NY | 62518 | 1181 | 2.3 | Solar Photovoltaic | SUN | PV | (T) Regulatory approvals received. Not under construction | 2.3
2021 | 11 | 61610 | Delaware River Solar, LLC | IPP | Yellow Mills Rd #3 Community Solar Farm | NY | 62519 | 1244 | 2.3 | Solar Photovoltaic | SUN | PV | (T) Regulatory approvals received. Not under construction | 2.3
2021 | 11 | 6455 | Duke Energy Florida, LLC | Electric Utility | Duette Solar Power Plant | FL | 63978 | PV1 | 74.5 | Solar Photovoltaic | SUN | PV | (U) Under construction, less than or equal to 50 percent complete | 74.5
2021 | 11 | 58970 | Ecoplexus, Inc | IPP | High Shoals PV1 | NC | 59997 | HISHO | 16 | Solar Photovoltaic | SUN | PV | (U) Under construction, less than or equal to 50 percent complete | 16
2021 | 11 | 58970 | Ecoplexus, Inc | IPP | Mule Creek State Prison | CA | 63876 | MLCRK | 2.1 | Solar Photovoltaic | SUN | PV | (P) Planned for installation, but regulatory approvals not initiated | 2.1
2021 | 11 | 63418 | Elora Solar | IPP | Elora Solar | TN | 63719 | ELO | 150 | Solar Photovoltaic | SUN | PV | (U) Under construction, less than or equal to 50 percent complete | 150
2021 | 11 | 56201 | Engie North America | IPP | Iron Star Wind Project | KS | 64003 | WTG1 | 297.6 | Onshore Wind Turbine | WND | WT | (U) Under construction, less than or equal to 50 percent complete | 297.6
2021 | 11 | 56201 | Engie North America | IPP | Priddy Wind Project | TX | 64165 | WTG1 | 302.4 | Onshore Wind Turbine | WND | WT | (U) Under construction, less than or equal to 50 percent complete | 302.4
2021 | 11 | 6452 | Florida Power & Light Co | Electric Utility | Manatee Solar Energy Center | FL | 60014 | BMS | 409 | Batteries | MWH | BA | (U) Under construction, less than or equal to 50 percent complete | 409
2021 | 11 | 63802 | Independence Wind Energy LLC | IPP | Independence Wind Farm | IA | 64183 | IWE | 53.6 | Onshore Wind Turbine | WND | WT | (U) Under construction, less than or equal to 50 percent complete | 53.6
2021 | 11 | 62842 | Lightsource Renewable Energy Asset Management, LLC | IPP | Briar Creek Solar 1 | TX | 63769 | TXBC1 | 127 | Solar Photovoltaic | SUN | PV | (U) Under construction, less than or equal to 50 percent complete | 127
2021 | 11 | 62842 | Lightsource Renewable Energy Asset Management, LLC | IPP | Elk Hill Solar 1 | PA | 63773 | PAEH1 | 20 | Solar Photovoltaic | SUN | PV | (L) Regulatory approvals pending. Not under construction | 20
2021 | 11 | 62842 | Lightsource Renewable Energy Asset Management, LLC | IPP | Elm Branch Solar 1 | TX | 63764 | TXEB1 | 134.7 | Solar Photovoltaic | SUN | PV | (U) Under construction, less than or equal to 50 percent complete | 134.7
2021 | 11 | 60569 | Lincoln Land Wind, LLC | IPP | Lincoln Land Wind | IL | 58925 | SAN1 | 30 | Onshore Wind Turbine | WND | WT | (P) Planned for installation, but regulatory approvals not initiated | 30
2021 | 11 | 60018 | NET Power, LLC | IPP | NET Power La Porte Station | TX | 60910 | NPLPS | 25.5 | Natural Gas Fired Combustion Turbine | NG | GT | (TS) Construction complete, but not yet in commercial operation | 25.5
2021 | 11 | 13683 | North Carolina El Member Corp | Electric Utility | Hamlet Solar Energy Storage | NC | 64512 | BAT1 | 0.5 | Batteries | MWH | BA | (T) Regulatory approvals received. Not under construction | 0.5
2021 | 11 | 13683 | North Carolina El Member Corp | Electric Utility | Hamlet Solar Energy Storage | NC | 64512 | SOL1 | 0.5 | Solar Photovoltaic | SUN | PV | (T) Regulatory approvals received. Not under construction | 0.5
2021 | 11 | 13683 | North Carolina El Member Corp | Electric Utility | South River H4 Solar Energy Storage | NC | 64509 | BAT1 | 0.6 | Batteries | MWH | BA | (T) Regulatory approvals received. Not under construction | 0.6
2021 | 11 | 13683 | North Carolina El Member Corp | Electric Utility | South River H4 Solar Energy Storage | NC | 64509 | SOL1 | 0.5 | Solar Photovoltaic | SUN | PV | (T) Regulatory approvals received. Not under construction | 0.5
2021 | 11 | 13683 | North Carolina El Member Corp | Electric Utility | Wake RJ3 Solar Energy Storage | NC | 64513 | BAT1 | 0.6 | Batteries | MWH | BA | (T) Regulatory approvals received. Not under construction | 0.6
2021 | 11 | 13683 | North Carolina El Member Corp | Electric Utility | Wake RJ3 Solar Energy Storage | NC | 64513 | SOL1 | 0.5 | Solar Photovoltaic | SUN | PV | (T) Regulatory approvals received. Not under construction | 0.5
2021 | 11 | 64132 | Novel David Solar LLC | IPP | Novel David Solar LLC CSG | MN | 64486 | DAVID | 1 | Solar Photovoltaic | SUN | PV | (T) Regulatory approvals received. Not under construction | 1
2021 | 11 | 64129 | Novel Sunnyfield Farms Solar LLC | IPP | Novel Sunnyfield Farms Solar LLC CSG | MN | 64483 | SNYFD | 1 | Solar Photovoltaic | SUN | PV | (T) Regulatory approvals received. Not under construction | 1
2021 | 11 | 58159 | Penn State University | Commercial | West Campus Steam Plant | PA | 58194 | CT2 | 5.2 | Natural Gas Fired Combustion Turbine | NG | GT | (U) Under construction, less than or equal to 50 percent complete | 6.1
2021 | 11 | 58159 | Penn State University | Commercial | West Campus Steam Plant | PA | 58194 | WC6 | 0.7 | Natural Gas Fired Combined Cycle | NG | CA | (U) Under construction, less than or equal to 50 percent complete | 2.8
2021 | 11 | 63999 | Quinebaug Solar, LLC | IPP | Quinebaug Solar | CT | 64387 | QBS | 49.4 | Solar Photovoltaic | SUN | PV | (U) Under construction, less than or equal to 50 percent complete | 49.4
2021 | 11 | 63957 | Quitman II Solar, LLC | IPP | Quitman II Solar | GA | 64335 | QUIT2 | 150 | Solar Photovoltaic | SUN | PV | (U) Under construction, less than or equal to 50 percent complete | 150
2021 | 11 | 62780 | RE Slate 1 LLC | IPP | Slate Hybrid | CA | 63727 | SLBSV | 46.5 | Batteries | MWH | BA | (U) Under construction, less than or equal to 50 percent complete | 46.5
2021 | 11 | 62780 | RE Slate 1 LLC | IPP | Slate Hybrid | CA | 63727 | SLSVC | 93 | Solar Photovoltaic | SUN | PV | (U) Under construction, less than or equal to 50 percent complete | 93
2021 | 11 | 56215 | RWE Renewables Americas LLC | IPP | Hickory Park Solar Hybrid | GA | 63522 | HPBAT | 40 | Batteries | MWH | BA | (L) Regulatory approvals pending. Not under construction | 40
2021 | 11 | 56215 | RWE Renewables Americas LLC | IPP | Hickory Park Solar Hybrid | GA | 63522 | HPRK | 195.5 | Solar Photovoltaic | SUN | PV | (L) Regulatory approvals pending. Not under construction | 195.5
2021 | 11 | 63783 | Rockhaven Wind Project, LLC | IPP | Rockhaven Wind Project, LLC | OK | 64172 | RHWWT | 140 | Onshore Wind Turbine | WND | WT | (T) Regulatory approvals received. Not under construction | 140
2021 | 11 | 63101 | SE Aragorn, LLC | IPP | Aragorn Solar Project | TX | 63329 | IPAGN | 180 | Solar Photovoltaic | SUN | PV | (U) Under construction, less than or equal to 50 percent complete | 180
2021 | 11 | 63275 | Samoset Solar, LLC | IPP | Samoset Solar | ME | 63551 | PGR21 | 2 | Solar Photovoltaic | SUN | PV | (T) Regulatory approvals received. Not under construction | 2
2021 | 11 | 63432 | SkyHigh 2 Solar | Commercial | BYU - Hawaii | HI | 64400 | BYESS | 1.9 | Batteries | MWH | BA | (V) Under construction, more than 50 percent complete | 1.9
2021 | 11 | 63432 | SkyHigh 2 Solar | Commercial | BYU - Hawaii | HI | 64400 | BYUHI | 3.1 | Solar Photovoltaic | SUN | PV | (V) Under construction, more than 50 percent complete | 3.1
2021 | 11 | 61668 | Strauss Wind LLC | IPP | Strauss Wind Farm | CA | 62113 | ST-CA | 98.8 | Onshore Wind Turbine | WND | WT | (U) Under construction, less than or equal to 50 percent complete | 98.8
2021 | 11 | 62824 | Syncarpha Northbridge I, LLC | IPP | Syncarpha Northbridge I Hybrid | MA | 62977 | SYN1B | 4 | Batteries | MWH | BA | (U) Under construction, less than or equal to 50 percent complete | 4
2021 | 11 | 62824 | Syncarpha Northbridge I, LLC | IPP | Syncarpha Northbridge I Hybrid | MA | 62977 | SYN1S | 5 | Solar Photovoltaic | SUN | PV | (V) Under construction, more than 50 percent complete | 5
2021 | 11 | 62812 | Syncarpha Tewksbury, LLC | IPP | Syncarpha Tewksbury Hybrid | MA | 62968 | SYTKB | 2 | Batteries | MWH | BA | (T) Regulatory approvals received. Not under construction | 2
2021 | 11 | 62812 | Syncarpha Tewksbury, LLC | IPP | Syncarpha Tewksbury Hybrid | MA | 62968 | SYTKS | 2.8 | Solar Photovoltaic | SUN | PV | (T) Regulatory approvals received. Not under construction | 2.8
2021 | 11 | 64251 | TG East Wind Project LLC | IPP | TG East | TX | 64639 | ESCA | 336 | Onshore Wind Turbine | WND | WT | (U) Under construction, less than or equal to 50 percent complete | 336
2021 | 11 | 60947 | Tesla Inc. | Industrial | Tesla Reno GigaFactory | NV | 64098 | 4 | 16.2 | Solar Photovoltaic | SUN | PV | (L) Regulatory approvals pending. Not under construction | 16.2
2021 | 11 | 60947 | Tesla Inc. | Industrial | Tesla Reno GigaFactory | NV | 64098 | 5 | 2.8 | Solar Photovoltaic | SUN | PV | (L) Regulatory approvals pending. Not under construction | 2.8
2021 | 11 | 60387 | Townsite Solar, LLC | IPP | Townsite Solar Project Hybrid | NV | 60654 | GEN02 | 90 | Batteries | MWH | BA | (T) Regulatory approvals received. Not under construction | 90
2021 | 12 | 61477 | 325MK 8me LLC | IPP | Eagle Shadow Mountain Solar Farm | NV | 61852 | ESMSF | 300 | Solar Photovoltaic | SUN | PV | (U) Under construction, less than or equal to 50 percent complete | 300
2021 | 12 | 60496 | Adapture Renewables, Inc. | IPP | Pawcatuck Solar Center, LLC | CT | 62318 | PAWCA | 15 | Solar Photovoltaic | SUN | PV | (P) Planned for installation, but regulatory approvals not initiated | 15
2021 | 12 | 62981 | Aero Haven Solar LLC | IPP | Aero Haven Solar | NJ | 63195 | ACP3 | 5 | Solar Photovoltaic | SUN | PV | (T) Regulatory approvals received. Not under construction | 5
2021 | 12 | 59496 | Allete Clean Energy | IPP | Caddo Wind | OK | 64047 | 46002 | 303.6 | Onshore Wind Turbine | WND | WT | (U) Under construction, less than or equal to 50 percent complete | 303.6
2021 | 12 | 63862 | Arlington Energy Center I | IPP | Arlington Energy Center I | CA | 64272 | AEC1 | 100 | Solar Photovoltaic | SUN | PV | (U) Under construction, less than or equal to 50 percent complete | 100
2021 | 12 | 15399 | Avangrid Renewables LLC | IPP | Golden Hill Wind | OR | 63710 | GH1 | 201.3 | Onshore Wind Turbine | WND | WT | (U) Under construction, less than or equal to 50 percent complete | 201.3
2021 | 12 | 15399 | Avangrid Renewables LLC | IPP | Lund Hill Solar | WA | 63509 | LHS1 | 150 | Solar Photovoltaic | SUN | PV | (U) Under construction, less than or equal to 50 percent complete | 150
2021 | 12 | 63697 | BD Solar Auburn LLC | IPP | Auburn PV - BD Solar Auburn LLC | ME | 64067 | AUBPV | 5 | Solar Photovoltaic | SUN | PV | (L) Regulatory approvals pending. Not under construction | 5
2021 | 12 | 63701 | BD Solar Lewiston Junction LLC | IPP | Lewiston Jn PV - BD Solar Lewiston Jn LLC | ME | 64071 | LJNPV | 5 | Solar Photovoltaic | SUN | PV | (L) Regulatory approvals pending. Not under construction | 5
2021 | 12 | 64266 | Blue Jay Solar I, LLC | IPP | Blue Jay Solar I, LLC | TX | 64672 | BLUEJ | 210 | Solar Photovoltaic | SUN | PV | (U) Under construction, less than or equal to 50 percent complete | 210
2021 | 12 | 64266 | Blue Jay Solar I, LLC | IPP | Blue Jay Solar I, LLC | TX | 64672 | BLUJS | 210 | Batteries | MWH | BA | (U) Under construction, less than or equal to 50 percent complete | 210
2021 | 12 | 64250 | Borderlands Wind, LLC | IPP | Borderlands Wind, LLC | NM | 64638 | WBB | 100 | Onshore Wind Turbine | WND | WT | (U) Under construction, less than or equal to 50 percent complete | 100
2021 | 12 | 62995 | Broad Mountain Power LLC | IPP | Broad Mountain Wind Project | PA | 63210 | BROAD | 80 | Onshore Wind Turbine | WND | WT | (U) Under construction, less than or equal to 50 percent complete | 80
2021 | 12 | 62718 | Broad River Solar, LLC | IPP | Broad River Solar, LLC | NC | 62822 | GEN1 | 50 | Solar Photovoltaic | SUN | PV | (P) Planned for installation, but regulatory approvals not initiated | 50
2021 | 12 | 63221 | CD4 | IPP | CD4 | CA | 63490 | OEC1 | 17 | Geothermal | GEO | BT | (L) Regulatory approvals pending. Not under construction | 25
2021 | 12 | 58416 | California State University, Northridge | Commercial | CSU Northridge Plant | CA | 58422 | G6PV | 0.7 | Solar Photovoltaic | SUN | PV | (P) Planned for installation, but regulatory approvals not initiated | 0.8
2021 | 12 | 64205 | Central Line Solar, LLC | IPP | Central Line Solar, LLC | AZ | 64566 | CNTRL | 100 | Solar Photovoltaic | SUN | PV | (L) Regulatory approvals pending. Not under construction | 100
2021 | 12 | 60609 | Clean Focus Renewables, Inc. | IPP | Rugged Solar LLC | CA | 57960 | 1 | 80 | Solar Photovoltaic | SUN | PV | (V) Under construction, more than 50 percent complete | 80
2021 | 12 | 61817 | Collard Holdings, LLC | IPP | Collard Holdings Solar | NC | 62317 | PV | 10 | Solar Photovoltaic | SUN | PV | (L) Regulatory approvals pending. Not under construction | 10
2021 | 12 | 56769 | Consolidated Edison Development Inc. | IPP | CED Centerville Wind | IA | 64178 | CENTW | 7.9 | Onshore Wind Turbine | WND | WT | (T) Regulatory approvals received. Not under construction | 7.9
2021 | 12 | 56769 | Consolidated Edison Development Inc. | IPP | CED Denmark Solar Hybrid | ME | 63898 | DSBS | 2.3 | Batteries | MWH | BA | (L) Regulatory approvals pending. Not under construction | 2.3
2021 | 12 | 56769 | Consolidated Edison Development Inc. | IPP | CED Denmark Solar Hybrid | ME | 63898 | DSPV | 2.5 | Solar Photovoltaic | SUN | PV | (L) Regulatory approvals pending. Not under construction | 2.5
2021 | 12 | 56769 | Consolidated Edison Development Inc. | IPP | CED Manchester Wind | IA | 64177 | MANW | 7.9 | Onshore Wind Turbine | WND | WT | (T) Regulatory approvals received. Not under construction | 7.9
2021 | 12 | 57365 | Consolidated Edison Solutions Inc | IPP | CES Agawam Tuckahoe Solar Hybrid | MA | 63763 | ATES | 2.3 | Batteries | MWH | BA | (T) Regulatory approvals received. Not under construction | 2.3
2021 | 12 | 63578 | Dodge Flat Solar, LLC | IPP | Dodge Flat | NV | 63913 | DODGB | 50 | Batteries | MWH | BA | (L) Regulatory approvals pending. Not under construction | 50
2021 | 12 | 63578 | Dodge Flat Solar, LLC | IPP | Dodge Flat | NV | 63913 | DODGE | 200 | Solar Photovoltaic | SUN | PV | (U) Under construction, less than or equal to 50 percent complete | 200
2021 | 12 | 62911 | Drew Solar LLC | IPP | Drew Solar LLC | CA | 63127 | DS | 100 | Solar Photovoltaic | SUN | PV | (U) Under construction, less than or equal to 50 percent complete | 100
2021 | 12 | 6455 | Duke Energy Florida, LLC | Electric Utility | Charlie Creek Solar Power Plant | FL | 63982 | PV1 | 74.9 | Solar Photovoltaic | SUN | PV | (U) Under construction, less than or equal to 50 percent complete | 74.9
2021 | 12 | 61785 | EDP Renewables North America LLC | IPP | Saddle Mountain East Wind Farm | WA | 62263 | GEN1 | 126 | Onshore Wind Turbine | WND | WT | (P) Planned for installation, but regulatory approvals not initiated | 126
2021 | 12 | 58135 | Ecos Energy LLC | IPP | Apple Hill Solar | VT | 61037 | APPL | 2 | Solar Photovoltaic | SUN | PV | (U) Under construction, less than or equal to 50 percent complete | 2
2021 | 12 | 64209 | El Algodon Alto Wind Farm, LLC | IPP | El Algodon Alto Wind Farm, LLC | TX | 64591 | EEA | 200.2 | Onshore Wind Turbine | WND | WT | (T) Regulatory approvals received. Not under construction | 200.2
2021 | 12 | 59380 | Enel Green Power NA, Inc. | IPP | Pomerado Energy Storage, LLC | CA | 61390 | PMRDO | 6 | Batteries | MWH | BA | (P) Planned for installation, but regulatory approvals not initiated | 6
2021 | 12 | 63772 | Fish Springs Ranch Solar, LLC | IPP | Fish Springs | NV | 64148 | FISH | 100 | Solar Photovoltaic | SUN | PV | (U) Under construction, less than or equal to 50 percent complete | 100
2021 | 12 | 63772 | Fish Springs Ranch Solar, LLC | IPP | Fish Springs | NV | 64148 | FISHB | 25 | Batteries | MWH | BA | (U) Under construction, less than or equal to 50 percent complete | 25
2021 | 12 | 7140 | Georgia Power Co | Electric Utility | Vogtle | GA | 649 | 3 | 1114 | Nuclear | NUC | ST | (V) Under construction, more than 50 percent complete | 1114
2021 | 12 | 60025 | Greenbacker Renewable Energy Corporation | IPP | Graphite Solar I | UT | 64186 | 394 | 81.9 | Solar Photovoltaic | SUN | PV | (U) Under construction, less than or equal to 50 percent complete | 81.9
2021 | 12 | 63764 | Haystack Wind Project, LLC | IPP | Haystack Wind Project, LLC | NE | 64139 | 4444 | 298 | Onshore Wind Turbine | WND | WT | (U) Under construction, less than or equal to 50 percent complete | 298
2021 | 12 | 64259 | Heartland Divide II | IPP | Heartland Divide II | IA | 64661 | HDII | 200 | Onshore Wind Turbine | WND | WT | (U) Under construction, less than or equal to 50 percent complete | 200
2021 | 12 | 63497 | Highest Power Solar, LLC | IPP | Highest Power Solar, LLC | NC | 63812 | PGR31 | 48.7 | Solar Photovoltaic | SUN | PV | (T) Regulatory approvals received. Not under construction | 48.7
2021 | 12 | 61001 | Hu Honua Bioenergy, LLC | IPP | Hu Honua Bioenergy Facility | HI | 61364 | HHB | 32 | Other Waste Biomass | OBS | ST | (V) Under construction, more than 50 percent complete | 36
2021 | 12 | 63835 | Indiana Crossroads Wind Farms LLC | IPP | Indiana Crossroads Wind Farm LLC | IN | 64230 | GEN01 | 302.4 | Onshore Wind Turbine | WND | WT | (U) Under construction, less than or equal to 50 percent complete | 302.4
2021 | 12 | 9234 | Indiana Municipal Power Agency | Electric Utility | Anderson 3 | IN | 64244 | SAND3 | 8.7 | Solar Photovoltaic | SUN | PV | (U) Under construction, less than or equal to 50 percent complete | 8.7
2021 | 12 | 49893 | Invenergy Services LLC | IPP | Maverick Wind Project, LLC | OK | 63494 | GEN1 | 288 | Onshore Wind Turbine | WND | WT | (U) Under construction, less than or equal to 50 percent complete | 288
2021 | 12 | 49893 | Invenergy Services LLC | IPP | Samson Solar Energy | TX | 63211 | GEN1 | 250 | Solar Photovoltaic | SUN | PV | (U) Under construction, less than or equal to 50 percent complete | 250
2021 | 12 | 49893 | Invenergy Services LLC | IPP | Thunderhead Wind Energy LLC | NE | 62956 | GEN1 | 300 | Onshore Wind Turbine | WND | WT | (U) Under construction, less than or equal to 50 percent complete | 300
2021 | 12 | 63765 | Irish Creek Wind, LLC | IPP | Irish Creek Wind | KS | 64138 | ICW1 | 300.6 | Onshore Wind Turbine | WND | WT | (U) Under construction, less than or equal to 50 percent complete | 300.6
2021 | 12 | 64237 | Kearsarge Montague BD LLC | IPP | Kearsarge Montague BD | MA | 64620 | MBBAT | 1.3 | Batteries | MWH | BA | (V) Under construction, more than 50 percent complete | 1.3
2021 | 12 | 64237 | Kearsarge Montague BD LLC | IPP | Kearsarge Montague BD | MA | 64620 | MBD | 2.5 | Solar Photovoltaic | SUN | PV | (V) Under construction, more than 50 percent complete | 2.5
2021 | 12 | 64236 | Kearsarge Upper Union LLC | IPP | Kearsarge Upper Union | MA | 64619 | FUU | 1 | Solar Photovoltaic | SUN | PV | (U) Under construction, less than or equal to 50 percent complete | 1
2021 | 12 | 64236 | Kearsarge Upper Union LLC | IPP | Kearsarge Upper Union | MA | 64619 | UUBAT | 0.8 | Batteries | MWH | BA | (U) Under construction, less than or equal to 50 percent complete | 0.8
2021 | 12 | 64234 | Kearsarge William Way LLC | IPP | Kearsarge William Way | MA | 64617 | BWBAT | 2.6 | Batteries | MWH | BA | (P) Planned for installation, but regulatory approvals not initiated | 2.6
2021 | 12 | 64234 | Kearsarge William Way LLC | IPP | Kearsarge William Way | MA | 64617 | BWW | 4.4 | Solar Photovoltaic | SUN | PV | (P) Planned for installation, but regulatory approvals not initiated | 4.4
2021 | 12 | 63769 | Lancaster Solar LLC | IPP | Lancaster Solar GA | GA | 64150 | LANCR | 80 | Solar Photovoltaic | SUN | PV | (U) Under construction, less than or equal to 50 percent complete | 80
2021 | 12 | 61421 | LeGore Bridge Solar Center, LLC | IPP | LeGore Bridge Solar Center | MD | 61796 | LGBSC | 20 | Solar Photovoltaic | SUN | PV | (L) Regulatory approvals pending. Not under construction | 20
2021 | 12 | 63496 | Lick Creek Solar, LLC | IPP | Lick Creek Solar, LLC | NC | 63811 | PGR27 | 50 | Solar Photovoltaic | SUN | PV | (T) Regulatory approvals received. Not under construction | 50
2021 | 12 | 63756 | Lily Pond Solar, LLC | IPP | Lily Pond Solar, LLC | VA | 64134 | ENX09 | 80 | Solar Photovoltaic | SUN | PV | (L) Regulatory approvals pending. Not under construction | 80
2021 | 12 | 63956 | Little Blue Wind Project, LLC | Industrial | Little Blue Wind Project, LLC | NE | 64336 | WFW | 250 | Onshore Wind Turbine | WND | WT | (T) Regulatory approvals received. Not under construction | 250
2021 | 12 | 63658 | Long Beach Trigen, LLC | IPP | Toyota Long Beach Trigen | CA | 64005 | MMR-1 | 2.2 | Other Waste Biomass | OBG | FC | (L) Regulatory approvals pending. Not under construction | 2.8
2021 | 12 | 58783 | Marseilles Land and Water Company | IPP | Marseilles Lock and Dam Hydro | IL | 58903 | UNIT1 | 2.6 | Conventional Hydroelectric | WAT | HY | (U) Under construction, less than or equal to 50 percent complete | 2.6
2021 | 12 | 58783 | Marseilles Land and Water Company | IPP | Marseilles Lock and Dam Hydro | IL | 58903 | UNIT2 | 2.6 | Conventional Hydroelectric | WAT | HY | (U) Under construction, less than or equal to 50 percent complete | 2.6
2021 | 12 | 58783 | Marseilles Land and Water Company | IPP | Marseilles Lock and Dam Hydro | IL | 58903 | UNIT3 | 2.6 | Conventional Hydroelectric | WAT | HY | (U) Under construction, less than or equal to 50 percent complete | 2.6
2021 | 12 | 58783 | Marseilles Land and Water Company | IPP | Marseilles Lock and Dam Hydro | IL | 58903 | UNIT4 | 2.6 | Conventional Hydroelectric | WAT | HY | (U) Under construction, less than or equal to 50 percent complete | 2.6
2021 | 12 | 63733 | Maverick Solar 6, LLC | IPP | Maverick Solar 6, LLC | CA | 64105 | MAV03 | 100 | Solar Photovoltaic | SUN | PV | (U) Under construction, less than or equal to 50 percent complete | 100
2021 | 12 | 63733 | Maverick Solar 6, LLC | IPP | Maverick Solar 6, LLC | CA | 64105 | MAV04 | 50 | Batteries | MWH | BA | (U) Under construction, less than or equal to 50 percent complete | 50
2021 | 12 | 63734 | Maverick Solar 7, LLC | IPP | Maverick Solar 7, LLC | CA | 64106 | MAV05 | 132 | Solar Photovoltaic | SUN | PV | (U) Under construction, less than or equal to 50 percent complete | 132
2021 | 12 | 12303 | Merck & Co Inc-West Point | Industrial | West Point (PA) | PA | 52149 | GEN17 | 2 | Natural Gas Internal Combustion Engine | NG | IC | (T) Regulatory approvals received. Not under construction | 2
2021 | 12 | 12436 | Michigan State University | Commercial | T B Simon Power Plant | MI | 10328 | GEN7 | 9 | Natural Gas Internal Combustion Engine | NG | IC | (OT) Other | 9
2021 | 12 | 12436 | Michigan State University | Commercial | T B Simon Power Plant | MI | 10328 | GEN8 | 9 | Natural Gas Internal Combustion Engine | NG | IC | (OT) Other | 9
2021 | 12 | 12436 | Michigan State University | Commercial | T B Simon Power Plant | MI | 10328 | GEN9 | 9 | Natural Gas Internal Combustion Engine | NG | IC | (OT) Other | 9
2021 | 12 | 62759 | National Grid Renewables | IPP | Prairie Wolf Solar LLC | IL | 62893 | PWOLF | 200 | Solar Photovoltaic | SUN | PV | (U) Under construction, less than or equal to 50 percent complete | 200
2021 | 12 | 61227 | Nautilus Solar Solutions | IPP | Bulldog Solar One, LLC | MD | 64647 | QAB | 2 | Solar Photovoltaic | SUN | PV | (V) Under construction, more than 50 percent complete | 2
2021 | 12 | 61227 | Nautilus Solar Solutions | IPP | Mason Solar One LLC | MD | 64645 | MAS | 1 | Solar Photovoltaic | SUN | PV | (V) Under construction, more than 50 percent complete | 1
2021 | 12 | 61227 | Nautilus Solar Solutions | IPP | Mtn Solar 6 LLC | CO | 64352 | SC | 2 | Solar Photovoltaic | SUN | PV | (U) Under construction, less than or equal to 50 percent complete | 2
2021 | 12 | 61227 | Nautilus Solar Solutions | IPP | NSE Camber BH CSG 2, LLC | CO | 64355 | SC | 2 | Solar Photovoltaic | SUN | PV | (U) Under construction, less than or equal to 50 percent complete | 2
2021 | 12 | 61227 | Nautilus Solar Solutions | IPP | NSE Camber Solar PS11 LLC | CO | 64353 | SC | 2 | Solar Photovoltaic | SUN | PV | (U) Under construction, less than or equal to 50 percent complete | 2
2021 | 12 | 61227 | Nautilus Solar Solutions | IPP | NSE Camber Solar PS13 LLC | CO | 64356 | SC | 2 | Solar Photovoltaic | SUN | PV | (U) Under construction, less than or equal to 50 percent complete | 2
2021 | 12 | 61227 | Nautilus Solar Solutions | IPP | NSE Camber Solar PS5 LLC | CO | 64358 | SC | 2 | Solar Photovoltaic | SUN | PV | (U) Under construction, less than or equal to 50 percent complete | 2
2021 | 12 | 61227 | Nautilus Solar Solutions | IPP | NSE Camber Solar PS6 LLC | CO | 64357 | SC | 2 | Solar Photovoltaic | SUN | PV | (U) Under construction, less than or equal to 50 percent complete | 2
2021 | 12 | 61227 | Nautilus Solar Solutions | IPP | P52ES Raphel Rd Community Solar LLC | MD | 64644 | WM | 1.5 | Solar Photovoltaic | SUN | PV | (U) Under construction, less than or equal to 50 percent complete | 1.5
2021 | 12 | 61227 | Nautilus Solar Solutions | IPP | Pittman Solar One LLC | MD | 64646 | PITT | 2 | Solar Photovoltaic | SUN | PV | (V) Under construction, more than 50 percent complete | 2
2021 | 12 | 61227 | Nautilus Solar Solutions | IPP | Pivot Solar 1 LLC | CO | 64649 | SC | 1 | Solar Photovoltaic | SUN | PV | (U) Under construction, less than or equal to 50 percent complete | 1
2021 | 12 | 61227 | Nautilus Solar Solutions | IPP | Pivot Solar 12 LLC | CO | 64359 | SC | 1 | Solar Photovoltaic | SUN | PV | (U) Under construction, less than or equal to 50 percent complete | 1
2021 | 12 | 61227 | Nautilus Solar Solutions | IPP | Pivot Solar 14 LLC | CO | 64650 | SC | 2 | Solar Photovoltaic | SUN | PV | (U) Under construction, less than or equal to 50 percent complete | 2
2021 | 12 | 61227 | Nautilus Solar Solutions | IPP | Pivot Solar 15 LLC | CO | 64652 | SC | 1 | Solar Photovoltaic | SUN | PV | (U) Under construction, less than or equal to 50 percent complete | 1
2021 | 12 | 61227 | Nautilus Solar Solutions | IPP | Pivot Solar 2 LLC | CO | 64651 | SC | 2 | Solar Photovoltaic | SUN | PV | (U) Under construction, less than or equal to 50 percent complete | 2
2021 | 12 | 61227 | Nautilus Solar Solutions | IPP | Pivot Solar 3 LLC | CO | 64654 | SC | 2 | Solar Photovoltaic | SUN | PV | (U) Under construction, less than or equal to 50 percent complete | 2
2021 | 12 | 61227 | Nautilus Solar Solutions | IPP | Pivot Solar 4 LLC | CO | 64648 | SC | 2 | Solar Photovoltaic | SUN | PV | (U) Under construction, less than or equal to 50 percent complete | 2
2021 | 12 | 61227 | Nautilus Solar Solutions | IPP | Pivot Solar 7 LLC | CO | 64653 | SC | 2 | Solar Photovoltaic | SUN | PV | (U) Under construction, less than or equal to 50 percent complete | 2
2021 | 12 | 61227 | Nautilus Solar Solutions | IPP | Pivot Solar 8 LLC | CO | 64655 | SC | 2 | Solar Photovoltaic | SUN | PV | (U) Under construction, less than or equal to 50 percent complete | 2
2021 | 12 | 63216 | North Valley | IPP | North Valley | NV | 63491 | OEC1 | 25 | Geothermal | GEO | BT | (L) Regulatory approvals pending. Not under construction | 37
2021 | 12 | 62646 | Painter Energy Storage, LLC | IPP | Painter Energy Storage | CA | 62729 | PAIN1 | 40 | Batteries | MWH | BA | (L) Regulatory approvals pending. Not under construction | 40
2021 | 12 | 56545 | Pattern Operators LP | IPP | Clines Corners Wind Farm LLC | NM | 64054 | 1 | 325 | Onshore Wind Turbine | WND | WT | (P) Planned for installation, but regulatory approvals not initiated | 325
2021 | 12 | 56545 | Pattern Operators LP | IPP | Duran Mesa LLC | NM | 64065 | 1 | 105 | Onshore Wind Turbine | WND | WT | (P) Planned for installation, but regulatory approvals not initiated | 105
2021 | 12 | 56545 | Pattern Operators LP | IPP | Old Jackson Solar LLC | TX | 62501 | 1 | 127.5 | Solar Photovoltaic | SUN | PV | (P) Planned for installation, but regulatory approvals not initiated | 128
2021 | 12 | 56545 | Pattern Operators LP | IPP | Red Cloud Wind LLC | NM | 63981 | 1 | 350 | Onshore Wind Turbine | WND | WT | (P) Planned for installation, but regulatory approvals not initiated | 350
2021 | 12 | 56545 | Pattern Operators LP | IPP | Solemio LLC | TX | 62522 | 1 | 79.8 | Solar Photovoltaic | SUN | PV | (P) Planned for installation, but regulatory approvals not initiated | 80
2021 | 12 | 56545 | Pattern Operators LP | IPP | Tecolote Wind LLC | NM | 64066 | 1 | 272 | Onshore Wind Turbine | WND | WT | (P) Planned for installation, but regulatory approvals not initiated | 272
2021 | 12 | 59967 | Phoenix Energy | Electric CHP | North Fork Community Power | CA | 60192 | NFCP1 | 2 | Other Waste Biomass | OBG | IC | (U) Under construction, less than or equal to 50 percent complete | 2
2021 | 12 | 61301 | Plum Creek Wind Farm LLC | IPP | Plum Creek | MN | 61687 | PLMCK | 400 | Onshore Wind Turbine | WND | WT | (P) Planned for installation, but regulatory approvals not initiated | 400
2021 | 12 | 64081 | Point Beach Solar | IPP | Point Beach Solar | WI | 64431 | PBS | 100 | Solar Photovoltaic | SUN | PV | (U) Under construction, less than or equal to 50 percent complete | 100
2021 | 12 | 15248 | Portland General Electric Co | Electric Utility | Faraday | OR | 3045 | 7 | 9 | Conventional Hydroelectric | WAT | HY | (V) Under construction, more than 50 percent complete | 9
2021 | 12 | 15248 | Portland General Electric Co | Electric Utility | Faraday | OR | 3045 | 8 | 9 | Conventional Hydroelectric | WAT | HY | (V) Under construction, more than 50 percent complete | 9
2021 | 12 | 62780 | RE Slate 1 LLC | IPP | Slate Hybrid | CA | 63727 | SL3EC | 67.5 | Solar Photovoltaic | SUN | PV | (U) Under construction, less than or equal to 50 percent complete | 67.5
2021 | 12 | 62780 | RE Slate 1 LLC | IPP | Slate Hybrid | CA | 63727 | SLB3C | 33.8 | Batteries | MWH | BA | (U) Under construction, less than or equal to 50 percent complete | 33.8
2021 | 12 | 56215 | RWE Renewables Americas LLC | IPP | Blackjack Creek Wind Farm | TX | 62783 | BLKJK | 239.6 | Onshore Wind Turbine | WND | WT | (U) Under construction, less than or equal to 50 percent complete | 239.6
2021 | 12 | 64177 | Ranchland Wind Project I, LLC | IPP | Ranchland Wind Project I | TX | 64551 | WT2 | 114.9 | Onshore Wind Turbine | WND | WT | (T) Regulatory approvals received. Not under construction | 114.9
2021 | 12 | 64181 | Riverstart Solar Park LLC | IPP | Riverstart Solar Park LLC | IN | 64553 | GEN01 | 200 | Solar Photovoltaic | SUN | PV | (L) Regulatory approvals pending. Not under construction | 200
2021 | 12 | 63714 | Route 66 Energy Center, LLC | IPP | Route 66 Energy Center, LLC | NM | 64076 | RTE66 | 49.5 | Solar Photovoltaic | SUN | PV | (P) Planned for installation, but regulatory approvals not initiated | 49.5
2021 | 12 | 63869 | SE Athos II, LLC | IPP | SE Athos II, LLC | CA | 64290 | IPAT2 | 200 | Solar Photovoltaic | SUN | PV | (T) Regulatory approvals received. Not under construction | 200
2021 | 12 | 61900 | SR Arlington, LLC | IPP | SR Arlington I | GA | 62436 | ARLI | 20 | Solar Photovoltaic | SUN | PV | (T) Regulatory approvals received. Not under construction | 20
2021 | 12 | 63798 | SR Lumpkin, LLC | IPP | SR Lumpkin | GA | 64191 | LUMP | 100 | Solar Photovoltaic | SUN | PV | (U) Under construction, less than or equal to 50 percent complete | 100
2021 | 12 | 63770 | SR Perry, LLC | IPP | SR Perry | GA | 64151 | PERRY | 68 | Solar Photovoltaic | SUN | PV | (U) Under construction, less than or equal to 50 percent complete | 68
2021 | 12 | 64261 | Sac County Wind | IPP | Sac County Wind, LLC | IA | 64662 | SAC | 80 | Onshore Wind Turbine | WND | WT | (U) Under construction, less than or equal to 50 percent complete | 80
2021 | 12 | 60897 | Salinas Valley Solid Waste Authority | IPP | Crazy Horse Solar Project | CA | 61285 | PV1 | 2 | Solar Photovoltaic | SUN | PV | (P) Planned for installation, but regulatory approvals not initiated | 2
2021 | 12 | 16609 | San Diego Gas & Electric Co | Electric Utility | Fallbrook Energy Storage | CA | 61365 | FBES | 40 | Batteries | MWH | BA | (U) Under construction, less than or equal to 50 percent complete | 40
2021 | 12 | 62109 | Searcy Solar, LLC | IPP | Searcy Solar Hybrid | AR | 62617 | SEABT | 10 | Batteries | MWH | BA | (U) Under construction, less than or equal to 50 percent complete | 10
2021 | 12 | 62109 | Searcy Solar, LLC | IPP | Searcy Solar Hybrid | AR | 62617 | SEARC | 100 | Solar Photovoltaic | SUN | PV | (U) Under construction, less than or equal to 50 percent complete | 100
2021 | 12 | 59770 | Shorthorn Holdings, LLC | IPP | Shorthorn Holdings | SC | 60028 | PV1 | 8.9 | Solar Photovoltaic | SUN | PV | (L) Regulatory approvals pending. Not under construction | 8.9
2021 | 12 | 63257 | Solar Carver 1, LLC | IPP | Solar Carver 1 Hybrid | MA | 63541 | BCRV1 | 2 | Batteries | MWH | BA | (U) Under construction, less than or equal to 50 percent complete | 2
2021 | 12 | 63257 | Solar Carver 1, LLC | IPP | Solar Carver 1 Hybrid | MA | 63541 | SCRV1 | 2 | Solar Photovoltaic | SUN | PV | (L) Regulatory approvals pending. Not under construction | 2
2021 | 12 | 63243 | Solar Carver 3, LLC | IPP | Solar Carver 3 Hybrid | MA | 63506 | BCRV3 | 1 | Batteries | MWH | BA | (U) Under construction, less than or equal to 50 percent complete | 1
2021 | 12 | 63243 | Solar Carver 3, LLC | IPP | Solar Carver 3 Hybrid | MA | 63506 | SCRV3 | 1 | Solar Photovoltaic | SUN | PV | (L) Regulatory approvals pending. Not under construction | 1
2021 | 12 | 17609 | Southern California Edison Co | Electric Utility | DESI-2 Battery Storage Facility | CA | 62460 | DESI2 | 1.4 | Batteries | MWH | BA | (TS) Construction complete, but not yet in commercial operation | 1.4
2021 | 12 | 62717 | Speedway Solar NC, LLC | IPP | Speedway Solar NC, LLC | NC | 62821 | GEN1 | 22.6 | Solar Photovoltaic | SUN | PV | (V) Under construction, more than 50 percent complete | 22.6
2021 | 12 | 63395 | Spencer Solar Farm, LLC | IPP | Spencer Solar | MA | 63676 | SPENC | 2.3 | Solar Photovoltaic | SUN | PV | (U) Under construction, less than or equal to 50 percent complete | 2.3
2021 | 12 | 62716 | Stony Knoll Solar, LLC | IPP | Stony Knoll Solar, LLC | NC | 62820 | GEN1 | 22.6 | Solar Photovoltaic | SUN | PV | (P) Planned for installation, but regulatory approvals not initiated | 22.6
2021 | 12 | 61516 | Stratford Solar Center, LLC | IPP | Stratford Solar Center, LLC | VA | 61908 | STRAT | 15 | Solar Photovoltaic | SUN | PV | (T) Regulatory approvals received. Not under construction | 15
2021 | 12 | 63396 | Sturbridge Road Solar Farm, LLC | IPP | Sturbridge Road Solar | MA | 63677 | STURB | 5 | Solar Photovoltaic | SUN | PV | (U) Under construction, less than or equal to 50 percent complete | 5
2021 | 12 | 63718 | Sunflower County Solar Project, LLC | IPP | Sunflower County | MS | 64081 | SUNFL | 100 | Solar Photovoltaic | SUN | PV | (U) Under construction, less than or equal to 50 percent complete | 100
2021 | 12 | 18454 | Tampa Electric Co | Electric Utility | Big Bend | FL | 645 | GT5 | 360 | Natural Gas Fired Combustion Turbine | NG | GT | (V) Under construction, more than 50 percent complete | 397.8
2021 | 12 | 18454 | Tampa Electric Co | Electric Utility | Big Bend | FL | 645 | GT6 | 360 | Natural Gas Fired Combustion Turbine | NG | GT | (V) Under construction, more than 50 percent complete | 397.8
2021 | 12 | 18454 | Tampa Electric Co | Electric Utility | Big Bend II Solar | FL | 64641 | 2 | 25 | Solar Photovoltaic | SUN | PV | (L) Regulatory approvals pending. Not under construction | 25
2021 | 12 | 18454 | Tampa Electric Co | Electric Utility | Jamison Solar (FL) | FL | 64631 | 1 | 74.8 | Solar Photovoltaic | SUN | PV | (L) Regulatory approvals pending. Not under construction | 74.8
2021 | 12 | 18454 | Tampa Electric Co | Electric Utility | Magnolia Solar | FL | 64657 | 1 | 74.5 | Solar Photovoltaic | SUN | PV | (L) Regulatory approvals pending. Not under construction | 74.5
2021 | 12 | 18454 | Tampa Electric Co | Electric Utility | Mountain View Solar (FL) | FL | 61664 | GEN1 | 52.5 | Solar Photovoltaic | SUN | PV | (L) Regulatory approvals pending. Not under construction | 52.5
2021 | 12 | 60387 | Townsite Solar, LLC | IPP | Townsite Solar Project Hybrid | NV | 60654 | GEN01 | 160 | Solar Photovoltaic | SUN | PV | (T) Regulatory approvals received. Not under construction | 180
2021 | 12 | 62977 | USS Water Fowl Solar LLC | IPP | USS Water Fowl Solar LLC CSG | MN | 63219 | WTRFL | 1 | Solar Photovoltaic | SUN | PV | (P) Planned for installation, but regulatory approvals not initiated | 1
2021 | 12 | 19564 | University of Notre Dame | Commercial | Notre Dame Hydro | IN | 62918 | HYD1 | 2.5 | Conventional Hydroelectric | WAT | HY | (V) Under construction, more than 50 percent complete | 2.5
2021 | 12 | 63492 | West River Solar, LLC | IPP | West River Solar, LLC | NC | 63806 | PGR28 | 40 | Solar Photovoltaic | SUN | PV | (P) Planned for installation, but regulatory approvals not initiated | 40
2021 | 12 | 62048 | Westlands Almond LLC | IPP | Almond | CA | 62546 | ALMND | 19.9 | Solar Photovoltaic | SUN | PV | (T) Regulatory approvals received. Not under construction | 19.9
2021 | 12 | 62668 | Wheatridge Wind Holdings, LLC | IPP | Wheatridge Hybrid | OR | 62745 | BTRY | 30 | Batteries | MWH | BA | (L) Regulatory approvals pending. Not under construction | 30
2021 | 12 | 62668 | Wheatridge Wind Holdings, LLC | IPP | Wheatridge Hybrid | OR | 62745 | SOLAR | 50 | Solar Photovoltaic | SUN | PV | (L) Regulatory approvals pending. Not under construction | 50
2021 | 12 | 59316 | Whitetail Solar LLC | IPP | Whitetail Solar | SC | 59569 | PV1 | 10 | Solar Photovoltaic | SUN | PV | (T) Regulatory approvals received. Not under construction | 10
2021 | 12 | 63276 | Woodfields Solar, LLC | IPP | Woodfields Solar | SC | 63552 | PGR21 | 2 | Solar Photovoltaic | SUN | PV | (L) Regulatory approvals pending. Not under construction | 2
2022 | 1 | 62794 | AP Solar 2, LLC | IPP | Fighting Jays Solar Project | TX | 62945 | FJSOL | 350 | Solar Photovoltaic | SUN | PV | (U) Under construction, less than or equal to 50 percent complete | 350
2022 | 1 | 6455 | Duke Energy Florida, LLC | Electric Utility | Bay Trail Solar Power Plant | FL | 64145 | PV1 | 74.9 | Solar Photovoltaic | SUN | PV | (T) Regulatory approvals received. Not under construction | 74.9
2022 | 1 | 6455 | Duke Energy Florida, LLC | Electric Utility | Fort Green Solar Power Plant | FL | 64533 | PV1 | 74.9 | Solar Photovoltaic | SUN | PV | (T) Regulatory approvals received. Not under construction | 74.9
2022 | 1 | 61944 | Goldman Sachs Renewable Power Group | IPP | Dry Bridge Solar (Brown University) | RI | 62771 | DBS1 | 10 | Solar Photovoltaic | SUN | PV | (T) Regulatory approvals received. Not under construction | 10
2022 | 1 | 61944 | Goldman Sachs Renewable Power Group | IPP | Dry Bridge Solar (Brown University) | RI | 62771 | DBS2 | 10 | Solar Photovoltaic | SUN | PV | (T) Regulatory approvals received. Not under construction | 10
2022 | 1 | 61944 | Goldman Sachs Renewable Power Group | IPP | Dry Bridge Solar (Brown University) | RI | 62771 | DBS3 | 10 | Solar Photovoltaic | SUN | PV | (T) Regulatory approvals received. Not under construction | 10
2022 | 1 | 61944 | Goldman Sachs Renewable Power Group | IPP | Dry Bridge Solar (Brown University) | RI | 62771 | DBS4 | 10 | Solar Photovoltaic | SUN | PV | (T) Regulatory approvals received. Not under construction | 10
2022 | 1 | 63453 | JSD Pinson PV-1, LLC | IPP | Pinson Solar Farm | SC | 63777 | 1310 | 20 | Solar Photovoltaic | SUN | PV | (T) Regulatory approvals received. Not under construction | 26
2022 | 1 | 63451 | Madero Grid, LLC | IPP | Madero Grid | TX | 63757 | MAD01 | 100 | Batteries | MWH | BA | (U) Under construction, less than or equal to 50 percent complete | 100
2022 | 1 | 64128 | Novel Handeland Solar LLC | IPP | Novel Handeland Solar LLC | MN | 64479 | HNDLD | 1 | Solar Photovoltaic | SUN | PV | (T) Regulatory approvals received. Not under construction | 1
2022 | 1 | 63502 | Partin Solar, LLC | IPP | Partin Solar | NC | 63827 | 95 | 50 | Solar Photovoltaic | SUN | PV | (V) Under construction, more than 50 percent complete | 50
2022 | 1 | 61298 | Pine Gate Renewables | IPP | Thigpen Farms Solar, LLC | NC | 60850 | PV1 | 5 | Solar Photovoltaic | SUN | PV | (OT) Other | 5
2022 | 1 | 63599 | Pure Hedge LLC | IPP | Pure Hedge LLC | CT | 50736 | FSS13 | 20 | Batteries | MWH | BA | (U) Under construction, less than or equal to 50 percent complete | 20
2022 | 1 | 63599 | Pure Hedge LLC | IPP | Pure Hedge LLC | CT | 50736 | FSS17 | 70 | Solar Photovoltaic | SUN | PV | (U) Under construction, less than or equal to 50 percent complete | 70
2022 | 1 | 62780 | RE Slate 1 LLC | IPP | Slate Hybrid | CA | 63727 | SLBPW | 10 | Batteries | MWH | BA | (U) Under construction, less than or equal to 50 percent complete | 10
2022 | 1 | 62780 | RE Slate 1 LLC | IPP | Slate Hybrid | CA | 63727 | SLPWR | 26 | Solar Photovoltaic | SUN | PV | (U) Under construction, less than or equal to 50 percent complete | 26
2022 | 1 | 62699 | SunEast Dog Corners Solar LLC | IPP | SunEast Dog Corners Solar Project | NY | 62823 | Q584 | 20 | Solar Photovoltaic | SUN | PV | (T) Regulatory approvals received. Not under construction | 20
2022 | 1 | 62757 | SunEast Hills Solar LLC | IPP | SunEast Hills Solar Project | NY | 62895 | Q581 | 20 | Solar Photovoltaic | SUN | PV | (T) Regulatory approvals received. Not under construction | 20
2022 | 1 | 62698 | SunEast Skyline Solar LLC | IPP | SunEast Skyline Solar Project | NY | 62816 | Q670 | 20 | Solar Photovoltaic | SUN | PV | (P) Planned for installation, but regulatory approvals not initiated | 20
2022 | 1 | 62756 | SunEast Watkins Road Solar LLC | IPP | SunEast Watkins Road Solar Project | NY | 62896 | Q586 | 20 | Solar Photovoltaic | SUN | PV | (OT) Other | 20
2022 | 1 | 63225 | Wister Solar | IPP | Wister Solar | CA | 63487 | WSOL | 20 | Solar Photovoltaic | SUN | PV | (L) Regulatory approvals pending. Not under construction | 20
2022 | 2 | 61514 | Agilitas Energy, LLC | IPP | Auburn Solar Project | MA | 64213 | AUB | 4.9 | Solar Photovoltaic | SUN | PV | (V) Under construction, more than 50 percent complete | 4.9
2022 | 2 | 61514 | Agilitas Energy, LLC | IPP | Auburn Solar Project | MA | 64213 | BEAUB | 3.8 | Batteries | MWH | BA | (V) Under construction, more than 50 percent complete | 3.8
2022 | 2 | 63784 | Azure Sky Wind Project, LLC | IPP | Azure Sky Wind Project, LLC Hybrid | TX | 64164 | ASWWT | 350.2 | Onshore Wind Turbine | WND | WT | (U) Under construction, less than or equal to 50 percent complete | 350.2
2022 | 2 | 63827 | Bioenergy DevCo | Industrial | Maryland Food Center Authority AD | MD | 64241 | CHP1 | 1.1 | Natural Gas Fired Combustion Turbine | NG | GT | (U) Under construction, less than or equal to 50 percent complete | 1.1
2022 | 2 | 62091 | Derby Fuel Cell LLC | IPP | Derby Fuel Cell | CT | 62588 | MM45 | 2.8 | Other Natural Gas | NG | FC | (L) Regulatory approvals pending. Not under construction | 2.8
2022 | 2 | 62091 | Derby Fuel Cell LLC | IPP | Derby Fuel Cell | CT | 62588 | MM46 | 2.8 | Other Natural Gas | NG | FC | (L) Regulatory approvals pending. Not under construction | 2.8
2022 | 2 | 62091 | Derby Fuel Cell LLC | IPP | Derby Fuel Cell | CT | 62588 | MM47 | 2.8 | Other Natural Gas | NG | FC | (L) Regulatory approvals pending. Not under construction | 2.8
2022 | 2 | 62091 | Derby Fuel Cell LLC | IPP | Derby Fuel Cell | CT | 62588 | MM48 | 2.8 | Other Natural Gas | NG | FC | (L) Regulatory approvals pending. Not under construction | 2.8
2022 | 2 | 62091 | Derby Fuel Cell LLC | IPP | Derby Fuel Cell | CT | 62588 | MM49 | 2.8 | Other Natural Gas | NG | FC | (L) Regulatory approvals pending. Not under construction | 2.8
2022 | 2 | 63841 | Hadley 3 Solar, LLC (North) | IPP | Hadley 3 Solar (North) | MA | 64231 | 09170 | 0.5 | Batteries | MWH | BA | (P) Planned for installation, but regulatory approvals not initiated | 1
2022 | 2 | 9234 | Indiana Municipal Power Agency | Electric Utility | Anderson 6 | IN | 64249 | SAND6 | 6.8 | Solar Photovoltaic | SUN | PV | (U) Under construction, less than or equal to 50 percent complete | 6.8
2022 | 2 | 49893 | Invenergy Services LLC | IPP | Samson Solar Energy III LLC | TX | 63883 | GEN1 | 250 | Solar Photovoltaic | SUN | PV | (U) Under construction, less than or equal to 50 percent complete | 250
2022 | 2 | 49805 | Kennecott Utah Copper | Industrial | Copperton Solar Plant No. 1 | UT | 64427 | CSP1 | 2.3 | Solar Photovoltaic | SUN | PV | (P) Planned for installation, but regulatory approvals not initiated | 5
2022 | 2 | 55983 | Luminant Generation Company LLC | IPP | Alira | TX | 63193 | UNIT1 | 222.8 | Solar Photovoltaic | SUN | PV | (L) Regulatory approvals pending. Not under construction | 222.8
2022 | 2 | 55983 | Luminant Generation Company LLC | IPP | Brightside | TX | 63223 | UNIT1 | 50.7 | Solar Photovoltaic | SUN | PV | (L) Regulatory approvals pending. Not under construction | 50.7
2022 | 2 | 55983 | Luminant Generation Company LLC | IPP | Emerald Grove | TX | 63233 | UNIT1 | 108 | Solar Photovoltaic | SUN | PV | (L) Regulatory approvals pending. Not under construction | 108
2022 | 2 | 63612 | Perquimans Solar LLC | IPP | Perquimans Solar LLC | NC | 63955 | PERQU | 5 | Solar Photovoltaic | SUN | PV | (T) Regulatory approvals received. Not under construction | 5
2022 | 2 | 64178 | Ranchland Wind Project II, LLC | IPP | Ranchland Wind Project II | TX | 64544 | WT2 | 148 | Onshore Wind Turbine | WND | WT | (T) Regulatory approvals received. Not under construction | 148
2022 | 2 | 6775 | Village of Freeport - (NY) | Electric Utility | Plant No 1 Freeport | NY | 2678 | ENG13 | 3 | Landfill Gas | LFG | IC | (L) Regulatory approvals pending. Not under construction | 3
2022 | 3 | 63722 | Alta Farms II Wind Project, LLC | IPP | Alta Farms II Wind Project, LLC | IL | 64088 | WT2 | 200.5 | Onshore Wind Turbine | WND | WT | (P) Planned for installation, but regulatory approvals not initiated | 200.5
2022 | 3 | 63784 | Azure Sky Wind Project, LLC | IPP | Azure Sky Wind Project, LLC Hybrid | TX | 64164 | ASWBE | 120 | Batteries | MWH | BA | (U) Under construction, less than or equal to 50 percent complete | 120
2022 | 3 | 63677 | Caden Energix New Kent, LLC | IPP | Caden Energix New Kent, LLC | VA | 64036 | ENX08 | 20 | Solar Photovoltaic | SUN | PV | (L) Regulatory approvals pending. Not under construction | 20
2022 | 3 | 58970 | Ecoplexus, Inc | IPP | OAKBORO PV1 | NC | 63162 | OAKPV | 40 | Solar Photovoltaic | SUN | PV | (P) Planned for installation, but regulatory approvals not initiated | 40
2022 | 3 | 60718 | Energy Resources USA, Inc. | IPP | Tom Bevill Lock and Dam Hydroelectric | AL | 61749 | GEN1 | 4 | Conventional Hydroelectric | WAT | HY | (P) Planned for installation, but regulatory approvals not initiated | 4
2022 | 3 | 60718 | Energy Resources USA, Inc. | IPP | Tom Bevill Lock and Dam Hydroelectric | AL | 61749 | GEN2 | 4 | Conventional Hydroelectric | WAT | HY | (P) Planned for installation, but regulatory approvals not initiated | 4
2022 | 3 | 60718 | Energy Resources USA, Inc. | IPP | Tom Bevill Lock and Dam Hydroelectric | AL | 61749 | GEN3 | 4 | Conventional Hydroelectric | WAT | HY | (P) Planned for installation, but regulatory approvals not initiated | 4
2022 | 3 | 62130 | Foundation CA Fund X Manager LLC | IPP | Foundation Dole Fresh Vegetables | CA | 62654 | WTG1 | 2.8 | Onshore Wind Turbine | WND | WT | (U) Under construction, less than or equal to 50 percent complete | 2.8
2022 | 3 | 62130 | Foundation CA Fund X Manager LLC | IPP | Foundation Dole Fresh Vegetables | CA | 62654 | WTG2 | 2.8 | Onshore Wind Turbine | WND | WT | (U) Under construction, less than or equal to 50 percent complete | 2.8
2022 | 3 | 63723 | Ignacio Grid, LLC | IPP | Ignacio Grid Energy Storage System | TX | 64089 | IGN01 | 100 | Batteries | MWH | BA | (U) Under construction, less than or equal to 50 percent complete | 100
2022 | 3 | 61395 | Indeck Niles, LLC | IPP | Indeck Niles Energy Center | MI | 55460 | CT1 | 364.8 | Natural Gas Fired Combined Cycle | NG | CT | (U) Under construction, less than or equal to 50 percent complete | 386.8
2022 | 3 | 61395 | Indeck Niles, LLC | IPP | Indeck Niles Energy Center | MI | 55460 | CT2 | 364.8 | Natural Gas Fired Combined Cycle | NG | CT | (U) Under construction, less than or equal to 50 percent complete | 386.8
2022 | 3 | 61395 | Indeck Niles, LLC | IPP | Indeck Niles Energy Center | MI | 55460 | ST1 | 354.4 | Natural Gas Fired Combined Cycle | NG | CA | (U) Under construction, less than or equal to 50 percent complete | 400.8
2022 | 3 | 63289 | Key Capture Energy | IPP | TX18 Cottage Meadow Storage | TX | 63879 | TX18 | 100 | Batteries | MWH | BA | (P) Planned for installation, but regulatory approvals not initiated | 100
2022 | 3 | 64130 | Novel Schroeder Solar LLC | IPP | Novel Schroeder Solar LLC CSG | MN | 64484 | SCRDR | 1 | Solar Photovoltaic | SUN | PV | (T) Regulatory approvals received. Not under construction | 1
2022 | 3 | 63755 | Old 300 Solar Center, LLC | IPP | Old 300 Solar Center, LLC | TX | 64133 | 2222 | 430 | Solar Photovoltaic | SUN | PV | (U) Under construction, less than or equal to 50 percent complete | 430
2022 | 3 | 62780 | RE Slate 1 LLC | IPP | Slate Hybrid | CA | 63727 | SLBES | 50 | Batteries | MWH | BA | (U) Under construction, less than or equal to 50 percent complete | 50
2022 | 3 | 62780 | RE Slate 1 LLC | IPP | Slate Hybrid | CA | 63727 | SLSTN | 63 | Solar Photovoltaic | SUN | PV | (U) Under construction, less than or equal to 50 percent complete | 63
2022 | 3 | 64179 | Ranchland Wind Storage, LLC | IPP | Ranchland Wind Storage | TX | 64545 | BA | 73 | Batteries | MWH | BA | (T) Regulatory approvals received. Not under construction | 73
2022 | 3 | 62700 | SunEast Clay Solar LLC | IPP | SunEast Clay Solar Project | NY | 62819 | Q669 | 20 | Solar Photovoltaic | SUN | PV | (P) Planned for installation, but regulatory approvals not initiated | 50
2022 | 4 | 63004 | Abundant Solar Power Inc. | IPP | Deiter-STEU | NY | 63226 | 2078 | 2.2 | Solar Photovoltaic | SUN | PV | (P) Planned for installation, but regulatory approvals not initiated | 2.2
2022 | 4 | 63004 | Abundant Solar Power Inc. | IPP | Gibson-STEU | NY | 63227 | 8675 | 11.5 | Solar Photovoltaic | SUN | PV | (P) Planned for installation, but regulatory approvals not initiated | 11.5
2022 | 4 | 63004 | Abundant Solar Power Inc. | IPP | Wheaton-STEU | NY | 63228 | 11410 | 5 | Solar Photovoltaic | SUN | PV | (P) Planned for installation, but regulatory approvals not initiated | 5
2022 | 4 | 15399 | Avangrid Renewables LLC | IPP | Montague Solar | OR | 63441 | S1 | 162 | Solar Photovoltaic | SUN | PV | (U) Under construction, less than or equal to 50 percent complete | 162
2022 | 4 | 3989 | City of Colorado Springs - (CO) | Electric Utility | Martin Drake | CO | 492 | A1 | 27.3 | Natural Gas Fired Combustion Turbine | NG | GT | (P) Planned for installation, but regulatory approvals not initiated | 40.6
2022 | 4 | 3989 | City of Colorado Springs - (CO) | Electric Utility | Martin Drake | CO | 492 | A2 | 27.3 | Natural Gas Fired Combustion Turbine | NG | GT | (P) Planned for installation, but regulatory approvals not initiated | 40.6
2022 | 4 | 5109 | DTE Electric Company | Electric Utility | Blue Water Energy Center | MI | 62192 | 11 | 359 | Natural Gas Fired Combined Cycle | NG | CT | (U) Under construction, less than or equal to 50 percent complete | 394.4
2022 | 4 | 5109 | DTE Electric Company | Electric Utility | Blue Water Energy Center | MI | 62192 | 12 | 359 | Natural Gas Fired Combined Cycle | NG | CT | (U) Under construction, less than or equal to 50 percent complete | 394.4
2022 | 4 | 5109 | DTE Electric Company | Electric Utility | Blue Water Energy Center | MI | 62192 | 1S | 428 | Natural Gas Fired Combined Cycle | NG | CA | (U) Under construction, less than or equal to 50 percent complete | 478.6
2022 | 4 | 58468 | Dominion Renewable Energy | IPP | Meherrin Solar | VA | 62758 | MEHER | 59.6 | Solar Photovoltaic | SUN | PV | (U) Under construction, less than or equal to 50 percent complete | 59.6
2022 | 4 | 6455 | Duke Energy Florida, LLC | Electric Utility | Sandy Creek Solar Power Plant | FL | 64146 | PV1 | 42.7 | Solar Photovoltaic | SUN | PV | (T) Regulatory approvals received. Not under construction | 74.9
2022 | 4 | 9234 | Indiana Municipal Power Agency | Electric Utility | Peru 3 | IN | 64250 | PERU3 | 2.9 | Solar Photovoltaic | SUN | PV | (L) Regulatory approvals pending. Not under construction | 2.9
2022 | 4 | 62787 | Jackson Generation, LLC | IPP | Jackson Generation, LLC | IL | 62926 | 01 | 600 | Natural Gas Fired Combined Cycle | NG | CS | (T) Regulatory approvals received. Not under construction | 600
2022 | 4 | 62787 | Jackson Generation, LLC | IPP | Jackson Generation, LLC | IL | 62926 | 02 | 600 | Natural Gas Fired Combined Cycle | NG | CS | (T) Regulatory approvals received. Not under construction | 600
2022 | 4 | 63426 | RE Bravepost LLC | IPP | RE Bravepost LLC | TX | 63730 | BVPST | 200 | Solar Photovoltaic | SUN | PV | (P) Planned for installation, but regulatory approvals not initiated | 200
2022 | 4 | 56215 | RWE Renewables Americas LLC | IPP | Big Star Solar, LLC (Hybrid) | TX | 64202 | BGSTS | 200 | Solar Photovoltaic | SUN | PV | (L) Regulatory approvals pending. Not under construction | 200
2022 | 4 | 62983 | SE Athos I, LLC | IPP | Athos Solar Project | CA | 63300 | IPAT1 | 250 | Solar Photovoltaic | SUN | PV | (U) Under construction, less than or equal to 50 percent complete | 250
2022 | 4 | 62935 | TREX US Green Holly LLC | IPP | TREX US Green Holly | TX | 63201 | 705 | 400 | Solar Photovoltaic | SUN | PV | (L) Regulatory approvals pending. Not under construction | 400
2022 | 4 | 62935 | TREX US Green Holly LLC | IPP | TREX US Green Holly | TX | 63201 | 705-S | 5 | Batteries | MWH | BA | (L) Regulatory approvals pending. Not under construction | 5
2022 | 5 | 15399 | Avangrid Renewables LLC | IPP | Camino Solar Hybrid | CA | 63508 | CSBA1 | 11 | Batteries | MWH | BA | (P) Planned for installation, but regulatory approvals not initiated | 11
2022 | 5 | 15399 | Avangrid Renewables LLC | IPP | Camino Solar Hybrid | CA | 63508 | CSPV1 | 44 | Solar Photovoltaic | SUN | PV | (P) Planned for installation, but regulatory approvals not initiated | 44
2022 | 5 | 64206 | Cement City Solar, LLC | IPP | Cement City Solar, LLC | MI | 64567 | CMCTY | 20 | Solar Photovoltaic | SUN | PV | (P) Planned for installation, but regulatory approvals not initiated | 20
2022 | 5 | 3989 | City of Colorado Springs - (CO) | Electric Utility | Martin Drake | CO | 492 | A3 | 27.3 | Natural Gas Fired Combustion Turbine | NG | GT | (P) Planned for installation, but regulatory approvals not initiated | 40.6
2022 | 5 | 3989 | City of Colorado Springs - (CO) | Electric Utility | Martin Drake | CO | 492 | A4 | 27.3 | Natural Gas Fired Combustion Turbine | NG | GT | (P) Planned for installation, but regulatory approvals not initiated | 40.6
2022 | 5 | 58970 | Ecoplexus, Inc | IPP | E Nash PV1 | NC | 60002 | NASH1 | 20 | Solar Photovoltaic | SUN | PV | (L) Regulatory approvals pending. Not under construction | 20
2022 | 5 | 58970 | Ecoplexus, Inc | IPP | East Nash PV2 | NC | 63789 | ENSH2 | 26 | Solar Photovoltaic | SUN | PV | (L) Regulatory approvals pending. Not under construction | 26
2022 | 5 | 58970 | Ecoplexus, Inc | IPP | Westminister NC | NC | 63567 | WSMTR | 75 | Solar Photovoltaic | SUN | PV | (T) Regulatory approvals received. Not under construction | 75
2022 | 5 | 64118 | Grissom Solar, LLC | IPP | Grissom Solar, LLC | NC | 64450 | GSF01 | 5 | Solar Photovoltaic | SUN | PV | (T) Regulatory approvals received. Not under construction | 5
2022 | 5 | 62046 | High Lonesome Wind Power, LLC | IPP | High Lonesome Wind Power, LLC Hybrid | TX | 62562 | BA | 50 | Batteries | MWH | BA | (T) Regulatory approvals received. Not under construction | 50
2022 | 5 | 49893 | Invenergy Services LLC | IPP | Traverse Wind Project, LLC | OK | 63479 | GEN1 | 999 | Onshore Wind Turbine | WND | WT | (U) Under construction, less than or equal to 50 percent complete | 999
2022 | 5 | 55983 | Luminant Generation Company LLC | IPP | DeCordova Steam Electric Station | TX | 8063 | BESS | 260 | Batteries | MWH | BA | (L) Regulatory approvals pending. Not under construction | 269.1
2022 | 5 | 11806 | Massachusetts Mun Wholes Electric Co | Electric Utility | MMWEC Simple Cycle Gas Turbine | MA | 63559 | 1 | 55 | Natural Gas Fired Combustion Turbine | NG | GT | (L) Regulatory approvals pending. Not under construction | 70
2022 | 5 | 11806 | Massachusetts Mun Wholes Electric Co | Electric Utility | MMWEC Simple Cycle Gas Turbine | MA | 63559 | GT1 | 57 | Natural Gas Fired Combustion Turbine | NG | GT | (L) Regulatory approvals pending. Not under construction | 65
2022 | 5 | 58489 | OCI Solar Power | IPP | OCI SunRay | TX | 64258 | OCISR | 200 | Solar Photovoltaic | SUN | PV | (P) Planned for installation, but regulatory approvals not initiated | 200
2022 | 5 | 14328 | Pacific Gas & Electric Co. | Electric Utility | Renz Energy Storage | CA | 63529 | LLAGS | 20 | Batteries | MWH | BA | (L) Regulatory approvals pending. Not under construction | 20
2022 | 5 | 64208 | Pullman Solar, LLC | IPP | Pullman Solar, LLC | MI | 64581 | PULMN | 20 | Solar Photovoltaic | SUN | PV | (P) Planned for installation, but regulatory approvals not initiated | 20
2022 | 5 | 56215 | RWE Renewables Americas LLC | IPP | Big Star Solar, LLC (Hybrid) | TX | 64202 | BGSTB | 80 | Batteries | MWH | BA | (U) Under construction, less than or equal to 50 percent complete | 80
2022 | 5 | 62047 | Roadrunner Solar, LLC | IPP | Roadrunner, LLC Hybrid | TX | 62561 | BA | 50 | Batteries | MWH | BA | (T) Regulatory approvals received. Not under construction | 50
2022 | 5 | 62152 | Skipjack Solar Center, LLC | IPP | Skipjack Solar Center | VA | 62675 | SKIPJ | 175 | Solar Photovoltaic | SUN | PV | (T) Regulatory approvals received. Not under construction | 175
2022 | 5 | 63539 | SunEast Fairway Solar LLC | IPP | SunEast Fariway Solar Project | NY | 63865 | Q#848 | 20 | Solar Photovoltaic | SUN | PV | (P) Planned for installation, but regulatory approvals not initiated | 20
2022 | 5 | 63551 | SunEast Flat Hill Solar LLC | IPP | SunEast Flat Hill Solar Project | NY | 63901 | Q#865 | 20 | Solar Photovoltaic | SUN | PV | (P) Planned for installation, but regulatory approvals not initiated | 20
2022 | 5 | 63537 | SunEast Grassy Knoll Solar LLC | IPP | SunEast Grassy Knoll Solar Project | NY | 63863 | Q#885 | 20 | Solar Photovoltaic | SUN | PV | (P) Planned for installation, but regulatory approvals not initiated | 20
2022 | 5 | 63540 | SunEast Highview Solar LLC | IPP | SunEast Highview Solar Project | NY | 63866 | Q#591 | 20 | Solar Photovoltaic | SUN | PV | (P) Planned for installation, but regulatory approvals not initiated | 20
2022 | 5 | 63543 | SunEast Hilltop Solar LLC | IPP | SunEast Hilltop Solar Project | NY | 63868 | Q#807 | 20 | Solar Photovoltaic | SUN | PV | (P) Planned for installation, but regulatory approvals not initiated | 20
2022 | 5 | 63538 | SunEast Limestone Solar LLC | IPP | SunEast Limestone Solar Project | NY | 63864 | Q#806 | 20 | Solar Photovoltaic | SUN | PV | (P) Planned for installation, but regulatory approvals not initiated | 20
2022 | 5 | 63678 | SunEast Manchester Solar LLC | IPP | SunEast Manchester Solar Project | NY | 64037 | Q#913 | 20 | Solar Photovoltaic | SUN | PV | (P) Planned for installation, but regulatory approvals not initiated | 20
2022 | 5 | 63536 | SunEast Valley Solar LLC | IPP | SunEast Valley Solar Project | NY | 63862 | Q#828 | 20 | Solar Photovoltaic | SUN | PV | (P) Planned for installation, but regulatory approvals not initiated | 20
2022 | 5 | 62936 | TREX US Red Holly LLC | IPP | TREX US Red Holly | TX | 63202 | 701-S | 50 | Batteries | MWH | BA | (L) Regulatory approvals pending. Not under construction | 50
2022 | 5 | 59056 | Tri Global Energy, LLC | IPP | Canyon Wind Project, LLC | TX | 60271 | WT1 | 201.8 | Onshore Wind Turbine | WND | WT | (P) Planned for installation, but regulatory approvals not initiated | 201.8
2022 | 6 | 61222 | 174 Power Global Corp. | IPP | Gerdau | TX | 63797 | GER01 | 80 | Solar Photovoltaic | SUN | PV | (P) Planned for installation, but regulatory approvals not initiated | 80
2022 | 6 | 61222 | 174 Power Global Corp. | IPP | Kupehau | HI | 63799 | KUP01 | 60 | Solar Photovoltaic | SUN | PV | (P) Planned for installation, but regulatory approvals not initiated | 60
2022 | 6 | 61222 | 174 Power Global Corp. | IPP | Kupehau | HI | 63799 | KUPB1 | 60 | Batteries | MWH | BA | (P) Planned for installation, but regulatory approvals not initiated | 60
2022 | 6 | 63826 | 201LC 8me LLC | IPP | Rockmont Solar and Storage Project | NM | 64216 | 201LC | 100 | Solar Photovoltaic | SUN | PV | (P) Planned for installation, but regulatory approvals not initiated | 100
2022 | 6 | 63826 | 201LC 8me LLC | IPP | Rockmont Solar and Storage Project | NM | 64216 | 309SJ | 200 | Batteries | MWH | BA | (P) Planned for installation, but regulatory approvals not initiated | 200
2022 | 6 | 62984 | AC Power 2 LLC | IPP | AC Power 2 | NJ | 63196 | ACP2 | 3.8 | Solar Photovoltaic | SUN | PV | (T) Regulatory approvals received. Not under construction | 3.8
2022 | 6 | 803 | Arizona Public Service Co | Electric Utility | Desert Star Hybrid | AZ | 59444 | DS10M | 10 | Batteries | MWH | BA | (P) Planned for installation, but regulatory approvals not initiated | 10
2022 | 6 | 62921 | Arroyo Solar LLC | IPP | Arroyo Solar Energy Storage Hybrid | NM | 63172 | ARESS | 150 | Batteries | MWH | BA | (P) Planned for installation, but regulatory approvals not initiated | 150
2022 | 6 | 62921 | Arroyo Solar LLC | IPP | Arroyo Solar Energy Storage Hybrid | NM | 63172 | ARSOL | 300 | Solar Photovoltaic | SUN | PV | (P) Planned for installation, but regulatory approvals not initiated | 300
2022 | 6 | 61711 | Ashley Solar (SC) | IPP | Ashley Solar (SC) | SC | 62179 | 21 | 2 | Solar Photovoltaic | SUN | PV | (T) Regulatory approvals received. Not under construction | 2
2022 | 6 | 61712 | Atlantic Solar | IPP | Atlantic Solar | SC | 62180 | 22 | 1 | Solar Photovoltaic | SUN | PV | (T) Regulatory approvals received. Not under construction | 1
2022 | 6 | 61713 | B & K Solar | IPP | B & K Solar | SC | 62181 | 23 | 63 | Solar Photovoltaic | SUN | PV | (T) Regulatory approvals received. Not under construction | 63
2022 | 6 | 61544 | Bani Solar, LLC | IPP | Bani Solar | SC | 61938 | 4 | 2 | Solar Photovoltaic | SUN | PV | (T) Regulatory approvals received. Not under construction | 2
2022 | 6 | 61714 | Battle Solar | IPP | Battle Solar | SC | 62182 | 24 | 2 | Solar Photovoltaic | SUN | PV | (T) Regulatory approvals received. Not under construction | 2
2022 | 6 | 61715 | Bell Solar | IPP | Bell Solar | SC | 62183 | 25 | 6.1 | Solar Photovoltaic | SUN | PV | (T) Regulatory approvals received. Not under construction | 6.1
2022 | 6 | 61716 | Big Fork Solar | IPP | Big Fork Solar | SC | 62184 | 26 | 74.9 | Solar Photovoltaic | SUN | PV | (T) Regulatory approvals received. Not under construction | 74.9
2022 | 6 | 61717 | Birch Solar | IPP | Birch Solar | SC | 62185 | 27 | 2 | Solar Photovoltaic | SUN | PV | (T) Regulatory approvals received. Not under construction | 2
2022 | 6 | 63575 | Bluegrass Solar, LLC | IPP | Bluegrass Solar | MD | 63910 | BGS | 80 | Solar Photovoltaic | SUN | PV | (L) Regulatory approvals pending. Not under construction | 80
2022 | 6 | 64108 | Brazoria West Solar Project, LLC | IPP | Brazoria West | TX | 64447 | GEN1 | 200 | Solar Photovoltaic | SUN | PV | (P) Planned for installation, but regulatory approvals not initiated | 200
2022 | 6 | 60395 | California Ethanol Power, LLC | Industrial | CE&P Imperial Valley 1 | CA | 60670 | 1 | 50 | All Other | OTH | CC | (T) Regulatory approvals received. Not under construction | 50
2022 | 6 | 62050 | Castleman Power Development LLC | IPP | Palestine Power Peaking Facility | TX | 62684 | PP-1 | 50 | Natural Gas Fired Combustion Turbine | NG | GT | (P) Planned for installation, but regulatory approvals not initiated | 50
2022 | 6 | 62050 | Castleman Power Development LLC | IPP | Palestine Power Peaking Facility | TX | 62684 | PP-2 | 50 | Natural Gas Fired Combustion Turbine | NG | GT | (P) Planned for installation, but regulatory approvals not initiated | 50
2022 | 6 | 62050 | Castleman Power Development LLC | IPP | Palestine Power Peaking Facility | TX | 62684 | PP-3 | 50 | Natural Gas Fired Combustion Turbine | NG | GT | (P) Planned for installation, but regulatory approvals not initiated | 50
2022 | 6 | 62050 | Castleman Power Development LLC | IPP | Palestine Power Peaking Facility | TX | 62684 | PP-4 | 50 | Natural Gas Fired Combustion Turbine | NG | GT | (P) Planned for installation, but regulatory approvals not initiated | 50
2022 | 6 | 62050 | Castleman Power Development LLC | IPP | Sealy Power Peaking Facility | TX | 62685 | SP-1 | 50 | Natural Gas Fired Combustion Turbine | NG | GT | (P) Planned for installation, but regulatory approvals not initiated | 50
2022 | 6 | 62050 | Castleman Power Development LLC | IPP | Sealy Power Peaking Facility | TX | 62685 | SP-2 | 50 | Natural Gas Fired Combustion Turbine | NG | GT | (P) Planned for installation, but regulatory approvals not initiated | 50
2022 | 6 | 62050 | Castleman Power Development LLC | IPP | Sealy Power Peaking Facility | TX | 62685 | SP-3 | 50 | Natural Gas Fired Combustion Turbine | NG | GT | (P) Planned for installation, but regulatory approvals not initiated | 50
2022 | 6 | 62050 | Castleman Power Development LLC | IPP | Sealy Power Peaking Facility | TX | 62685 | SP-4 | 50 | Natural Gas Fired Combustion Turbine | NG | GT | (P) Planned for installation, but regulatory approvals not initiated | 50
2022 | 6 | 61718 | Chapman Solar | IPP | Chapman Solar | SC | 62186 | 28 | 2 | Solar Photovoltaic | SUN | PV | (T) Regulatory approvals received. Not under construction | 2
2022 | 6 | 3989 | City of Colorado Springs - (CO) | Electric Utility | Martin Drake | CO | 492 | A5 | 27.3 | Natural Gas Fired Combustion Turbine | NG | GT | (P) Planned for installation, but regulatory approvals not initiated | 40.6
2022 | 6 | 3989 | City of Colorado Springs - (CO) | Electric Utility | Martin Drake | CO | 492 | A6 | 27.3 | Natural Gas Fired Combustion Turbine | NG | GT | (P) Planned for installation, but regulatory approvals not initiated | 40.6
2022 | 6 | 14605 | City of Peabody - (MA) | Electric Utility | Waters River | MA | 1678 | 3 | 55 | Natural Gas Fired Combustion Turbine | NG | GT | (P) Planned for installation, but regulatory approvals not initiated | 60
2022 | 6 | 60270 | Clark Canyon Hydro, LLC | IPP | Clark Canyon Hydro-Electric Facility | MT | 60483 | FRNS1 | 2.4 | Conventional Hydroelectric | WAT | HY | (P) Planned for installation, but regulatory approvals not initiated | 2.4
2022 | 6 | 60270 | Clark Canyon Hydro, LLC | IPP | Clark Canyon Hydro-Electric Facility | MT | 60483 | FRNS2 | 2.4 | Conventional Hydroelectric | WAT | HY | (P) Planned for installation, but regulatory approvals not initiated | 2.4
2022 | 6 | 61719 | Clark Solar | IPP | Clark Solar | SC | 62187 | 29 | 2 | Solar Photovoltaic | SUN | PV | (T) Regulatory approvals received. Not under construction | 2
2022 | 6 | 61720 | Colleton Solar | IPP | Colleton Solar | SC | 62188 | 30 | 75 | Solar Photovoltaic | SUN | PV | (T) Regulatory approvals received. Not under construction | 75
2022 | 6 | 61721 | Collins Farm Solar | IPP | Collins Farm Solar | SC | 62189 | 31 | 5.4 | Solar Photovoltaic | SUN | PV | (T) Regulatory approvals received. Not under construction | 5.4
2022 | 6 | 61722 | Crossroads Solar | IPP | Crossroads Solar | SC | 62190 | 32 | 67.7 | Solar Photovoltaic | SUN | PV | (T) Regulatory approvals received. Not under construction | 67.7
2022 | 6 | 61729 | Culpepper Solar | IPP | Culpepper Solar | SC | 62221 | 33 | 69.5 | Solar Photovoltaic | SUN | PV | (T) Regulatory approvals received. Not under construction | 69.5
2022 | 6 | 61730 | Dadswell Solar | IPP | Dadswell Solar | SC | 62222 | 34 | 1 | Solar Photovoltaic | SUN | PV | (T) Regulatory approvals received. Not under construction | 1
2022 | 6 | 58970 | Ecoplexus, Inc | IPP | E Nash PV3 | NC | 64369 | ENSH3 | 26 | Solar Photovoltaic | SUN | PV | (L) Regulatory approvals pending. Not under construction | 26
2022 | 6 | 58970 | Ecoplexus, Inc | IPP | Grifton PV2 | NC | 63568 | GRFT2 | 56 | Solar Photovoltaic | SUN | PV | (L) Regulatory approvals pending. Not under construction | 56
2022 | 6 | 58970 | Ecoplexus, Inc | IPP | Olin Creek Farm Solar | NC | 64626 | OLINC | 35 | Solar Photovoltaic | SUN | PV | (T) Regulatory approvals received. Not under construction | 35
2022 | 6 | 58970 | Ecoplexus, Inc | IPP | Willoughby PV1 | NC | 60003 | WILL1 | 20 | Solar Photovoltaic | SUN | PV | (L) Regulatory approvals pending. Not under construction | 20
2022 | 6 | 61732 | Fairfield Solar | IPP | Fairfield Solar | SC | 62212 | 36 | 10 | Solar Photovoltaic | SUN | PV | (T) Regulatory approvals received. Not under construction | 10
2022 | 6 | 56615 | First Solar Project Development | IPP | Rabbitbrush Solar, LLC | CA | 64630 | GEN01 | 100 | Solar Photovoltaic | SUN | PV | (L) Regulatory approvals pending. Not under construction | 100
2022 | 6 | 61733 | Fishwater Solar | IPP | Fishwater Solar | SC | 62213 | 37 | 2 | Solar Photovoltaic | SUN | PV | (T) Regulatory approvals received. Not under construction | 2
2022 | 6 | 6395 | Flathead Electric Coop Inc | Electric Utility | Flathead Landfill to Gas Energy Facility | MT | 64505 | LFGE2 | 1.6 | Landfill Gas | LFG | IC | (P) Planned for installation, but regulatory approvals not initiated | 1.6
2022 | 6 | 6452 | Florida Power & Light Co | Electric Utility | Lauderdale | FL | 613 | 7GT1 | 385.6 | Natural Gas Fired Combined Cycle | NG | CT | (T) Regulatory approvals received. Not under construction | 385.6
2022 | 6 | 6452 | Florida Power & Light Co | Electric Utility | Lauderdale | FL | 613 | 7GT2 | 385.6 | Natural Gas Fired Combined Cycle | NG | CT | (T) Regulatory approvals received. Not under construction | 385.6
2022 | 6 | 6452 | Florida Power & Light Co | Electric Utility | Lauderdale | FL | 613 | ST7 | 391.8 | Natural Gas Fired Combined Cycle | NG | CA | (T) Regulatory approvals received. Not under construction | 391.8
2022 | 6 | 61735 | Foreman Solar | IPP | Foreman Solar | SC | 62215 | 39 | 6.4 | Solar Photovoltaic | SUN | PV | (T) Regulatory approvals received. Not under construction | 6.4
2022 | 6 | 63524 | Freepoint Commodities LLC | IPP | Raceway Solar | DE | 63846 | RACE | 50 | Solar Photovoltaic | SUN | PV | (P) Planned for installation, but regulatory approvals not initiated | 50
2022 | 6 | 61737 | GEB Solar | IPP | GEB Solar | SC | 62217 | 40 | 60 | Solar Photovoltaic | SUN | PV | (T) Regulatory approvals received. Not under construction | 60
2022 | 6 | 61738 | Gedosch Solar II | IPP | Gedosch Solar II | SC | 62218 | 42 | 2 | Solar Photovoltaic | SUN | PV | (T) Regulatory approvals received. Not under construction | 2
2022 | 6 | 61122 | Great River Hydro, LLC | IPP | S C Moore | NH | 2351 | GEN5 | 4.6 | Conventional Hydroelectric | WAT | HY | (L) Regulatory approvals pending. Not under construction | 4.6
2022 | 6 | 63499 | Gunsight Solar, LLC | IPP | Gunsight Solar, LLC | SC | 63813 | PGR26 | 75 | Solar Photovoltaic | SUN | PV | (L) Regulatory approvals pending. Not under construction | 75
2022 | 6 | 63967 | Happy Hollow Solar Center,LLC | IPP | Happy Hollow Solar Center | GA | 64348 | 8888 | 75 | Solar Photovoltaic | SUN | PV | (L) Regulatory approvals pending. Not under construction | 75
2022 | 6 | 63715 | Hecate Energy Albany 1 LLC | IPP | Hecate Energy Albany County 1 | NY | 64077 | ALBNY | 20 | Solar Photovoltaic | SUN | PV | (P) Planned for installation, but regulatory approvals not initiated | 20
2022 | 6 | 63474 | Hecate Energy Gedney Hill LLC | IPP | Hecate Energy Gedney Hill | NY | 63815 | GEDNY | 20 | Solar Photovoltaic | SUN | PV | (P) Planned for installation, but regulatory approvals not initiated | 20
2022 | 6 | 63437 | Helena Wind, LLC | IPP | Helena Wind | TX | 63738 | HEL | 250 | Onshore Wind Turbine | WND | WT | (T) Regulatory approvals received. Not under construction | 250
2022 | 6 | 61746 | Holliday Solar I | IPP | Holliday Solar I | SC | 62229 | 43 | 75 | Solar Photovoltaic | SUN | PV | (T) Regulatory approvals received. Not under construction | 75
2022 | 6 | 9234 | Indiana Municipal Power Agency | Electric Utility | Richmond 6 | IN | 64252 | RICH6 | 3 | Solar Photovoltaic | SUN | PV | (L) Regulatory approvals pending. Not under construction | 3
2022 | 6 | 49893 | Invenergy Services LLC | IPP | Canisteo Wind Farm | NY | 62947 | GEN1 | 290.7 | Onshore Wind Turbine | WND | WT | (U) Under construction, less than or equal to 50 percent complete | 290.7
2022 | 6 | 61749 | Jackson Solar | IPP | Jackson Solar | SC | 62232 | 46 | 14 | Solar Photovoltaic | SUN | PV | (T) Regulatory approvals received. Not under construction | 14
2022 | 6 | 61750 | Jefferson Solar | IPP | Jefferson Solar | SC | 62233 | 47 | 8.2 | Solar Photovoltaic | SUN | PV | (T) Regulatory approvals received. Not under construction | 8.2
2022 | 6 | 61751 | Juniper Solar | IPP | Juniper Solar | SC | 62234 | 48 | 65.5 | Solar Photovoltaic | SUN | PV | (T) Regulatory approvals received. Not under construction | 65.5
2022 | 6 | 61752 | Lone Star Solar | IPP | Lone Star Solar | SC | 62235 | 49 | 66 | Solar Photovoltaic | SUN | PV | (T) Regulatory approvals received. Not under construction | 66
2022 | 6 | 61753 | Luz Solar | IPP | Luz Solar | SC | 62236 | 50 | 2 | Solar Photovoltaic | SUN | PV | (T) Regulatory approvals received. Not under construction | 2
2022 | 6 | 61755 | Marshall Solar | IPP | Marshall Solar | SC | 62238 | 52 | 2 | Solar Photovoltaic | SUN | PV | (T) Regulatory approvals received. Not under construction | 2
2022 | 6 | 61796 | Martin Central Solar | IPP | Martin Central Solar | SC | 62285 | 53 | 2 | Solar Photovoltaic | SUN | PV | (T) Regulatory approvals received. Not under construction | 2
2022 | 6 | 61787 | Martin East Solar | IPP | Martin East Solar | SC | 62276 | 54 | 2 | Solar Photovoltaic | SUN | PV | (T) Regulatory approvals received. Not under construction | 2
2022 | 6 | 61788 | Martin West Solar | IPP | Martin West Solar | SC | 62277 | 55 | 2 | Solar Photovoltaic | SUN | PV | (T) Regulatory approvals received. Not under construction | 2
2022 | 6 | 61789 | McClain Solar | IPP | McClain Solar | SC | 62278 | 56 | 17.3 | Solar Photovoltaic | SUN | PV | (T) Regulatory approvals received. Not under construction | 17.3
2022 | 6 | 61790 | McCormick Solar | IPP | McCormick Solar | SC | 62279 | 57 | 2 | Solar Photovoltaic | SUN | PV | (T) Regulatory approvals received. Not under construction | 2
2022 | 6 | 61791 | Melsam Solar | IPP | Melsam Solar | SC | 62280 | 58 | 60.5 | Solar Photovoltaic | SUN | PV | (T) Regulatory approvals received. Not under construction | 60.5
2022 | 6 | 61792 | Middleton Solar | IPP | Middleton Solar | SC | 62281 | 59 | 2 | Solar Photovoltaic | SUN | PV | (T) Regulatory approvals received. Not under construction | 2
2022 | 6 | 13402 | Nevada Irrigation District | IPP | Loma Rica Hydroelectric Powerhouse | CA | 60988 | HY1 | 1.4 | Conventional Hydroelectric | WAT | HY | (P) Planned for installation, but regulatory approvals not initiated | 1.4
2022 | 6 | 58489 | OCI Solar Power | IPP | Golinda Solar | TX | 64260 | OCISO | 100 | Solar Photovoltaic | SUN | PV | (P) Planned for installation, but regulatory approvals not initiated | 100
2022 | 6 | 58489 | OCI Solar Power | IPP | Spanish Crown | TX | 64259 | OCICR | 100 | Solar Photovoltaic | SUN | PV | (P) Planned for installation, but regulatory approvals not initiated | 100
2022 | 6 | 61793 | Pee Dee Solar I | IPP | Pee Dee Solar I | SC | 62282 | 60 | 2 | Solar Photovoltaic | SUN | PV | (T) Regulatory approvals received. Not under construction | 2
2022 | 6 | 61794 | Pee Dee Solar II | IPP | Pee Dee Solar II | SC | 62283 | 61 | 2 | Solar Photovoltaic | SUN | PV | (T) Regulatory approvals received. Not under construction | 2
2022 | 6 | 62985 | Pettinos Solar LLC | IPP | Pettinos Solar | NJ | 63197 | ACP4 | 1.2 | Solar Photovoltaic | SUN | PV | (T) Regulatory approvals received. Not under construction | 1.2
2022 | 6 | 61795 | Power Solar | IPP | Power Solar | SC | 62284 | 62 | 3 | Solar Photovoltaic | SUN | PV | (T) Regulatory approvals received. Not under construction | 3
2022 | 6 | 63082 | ProEnergy Services | IPP | Braes Bayou Plant | TX | 64383 | CTG-1 | 44.5 | Natural Gas Fired Combustion Turbine | NG | GT | (T) Regulatory approvals received. Not under construction | 60.5
2022 | 6 | 63082 | ProEnergy Services | IPP | Braes Bayou Plant | TX | 64383 | CTG-2 | 44.5 | Natural Gas Fired Combustion Turbine | NG | GT | (T) Regulatory approvals received. Not under construction | 60.5
2022 | 6 | 63082 | ProEnergy Services | IPP | Braes Bayou Plant | TX | 64383 | CTG-3 | 44.5 | Natural Gas Fired Combustion Turbine | NG | GT | (T) Regulatory approvals received. Not under construction | 60.5
2022 | 6 | 63082 | ProEnergy Services | IPP | Braes Bayou Plant | TX | 64383 | CTG-4 | 44.5 | Natural Gas Fired Combustion Turbine | NG | GT | (T) Regulatory approvals received. Not under construction | 60.5
2022 | 6 | 63082 | ProEnergy Services | IPP | Braes Bayou Plant | TX | 64383 | CTG-5 | 44.5 | Natural Gas Fired Combustion Turbine | NG | GT | (T) Regulatory approvals received. Not under construction | 60.5
2022 | 6 | 63082 | ProEnergy Services | IPP | Braes Bayou Plant | TX | 64383 | CTG-6 | 44.5 | Natural Gas Fired Combustion Turbine | NG | GT | (T) Regulatory approvals received. Not under construction | 60.5
2022 | 6 | 61804 | Pruger Solar I | IPP | Pruger Solar I | SC | 62292 | 63 | 2 | Solar Photovoltaic | SUN | PV | (T) Regulatory approvals received. Not under construction | 2
2022 | 6 | 61805 | Pruger Solar II | IPP | Pruger Solar II | SC | 62293 | 64 | 2 | Solar Photovoltaic | SUN | PV | (T) Regulatory approvals received. Not under construction | 2
2022 | 6 | 61806 | Pruger Solar III | IPP | Pruger Solar III | SC | 62294 | 65 | 2 | Solar Photovoltaic | SUN | PV | (T) Regulatory approvals received. Not under construction | 2
2022 | 6 | 61807 | Quest Solar | IPP | Quest Solar | SC | 62299 | 66 | 40 | Solar Photovoltaic | SUN | PV | (T) Regulatory approvals received. Not under construction | 40
2022 | 6 | 62694 | Rappahannock Solar, LLC | IPP | Rappahannock Solar, LLC | VA | 62780 | 100 | 1.5 | Solar Photovoltaic | SUN | PV | (T) Regulatory approvals received. Not under construction | 1.5
2022 | 6 | 54866 | Robinson Power Company LLC | IPP | Robinson Power Company LLC | PA | 56453 | CTG1 | 950 | Natural Gas Fired Combined Cycle | NG | CC | (L) Regulatory approvals pending. Not under construction | 1022.9
2022 | 6 | 61808 | Rollins Solar | IPP | Rollins Solar | SC | 62295 | 67 | 63 | Solar Photovoltaic | SUN | PV | (T) Regulatory approvals received. Not under construction | 63
2022 | 6 | 61809 | Ross Solar | IPP | Ross Solar | SC | 62296 | 68 | 75 | Solar Photovoltaic | SUN | PV | (T) Regulatory approvals received. Not under construction | 75
2022 | 6 | 61810 | Rutledge Solar | IPP | Rutledge Solar | SC | 62297 | 69 | 2 | Solar Photovoltaic | SUN | PV | (T) Regulatory approvals received. Not under construction | 2
2022 | 6 | 63778 | SR Litchfield, LLC | IPP | SR Litchfield | CT | 64161 | LITCH | 19.8 | Solar Photovoltaic | SUN | PV | (L) Regulatory approvals pending. Not under construction | 19.8
2022 | 6 | 63781 | SR North Stonington, LLC | IPP | SR North Stonington | CT | 64160 | STONE | 9.9 | Solar Photovoltaic | SUN | PV | (L) Regulatory approvals pending. Not under construction | 9.9
2022 | 6 | 61814 | Sandifer Solar | IPP | Sandifer Solar | SC | 62298 | 70 | 2 | Solar Photovoltaic | SUN | PV | (T) Regulatory approvals received. Not under construction | 2
2022 | 6 | 61828 | Scarlet Solar | IPP | Scarlet Solar | SC | 62307 | 71 | 2 | Solar Photovoltaic | SUN | PV | (T) Regulatory approvals received. Not under construction | 2
2022 | 6 | 61829 | Shem Solar | IPP | Shem Solar | SC | 62308 | 72 | 2 | Solar Photovoltaic | SUN | PV | (T) Regulatory approvals received. Not under construction | 2
2022 | 6 | 61830 | Shining Sun Solar | IPP | Shining Sun Solar | SC | 62309 | 73 | 40 | Solar Photovoltaic | SUN | PV | (T) Regulatory approvals received. Not under construction | 40
2022 | 6 | 61831 | Shorthorn Solar | IPP | Shorthorn Solar | SC | 62310 | 74 | 60.5 | Solar Photovoltaic | SUN | PV | (T) Regulatory approvals received. Not under construction | 60.5
2022 | 6 | 61832 | Snoopy Solar | IPP | Snoopy Solar | SC | 62311 | 75 | 2 | Solar Photovoltaic | SUN | PV | (T) Regulatory approvals received. Not under construction | 2
2022 | 6 | 61833 | Southard Solar | IPP | Southard Solar | SC | 62312 | 76 | 6 | Solar Photovoltaic | SUN | PV | (T) Regulatory approvals received. Not under construction | 6
2022 | 6 | 63515 | Sparta Solar, LLC | IPP | Sparta Solar | TX | 63840 | 1111 | 250 | Solar Photovoltaic | SUN | PV | (T) Regulatory approvals received. Not under construction | 250
2022 | 6 | 61834 | Stamey Solar | IPP | Stamey Solar | SC | 62313 | 77 | 1 | Solar Photovoltaic | SUN | PV | (T) Regulatory approvals received. Not under construction | 2
2022 | 6 | 62820 | Syncarpha Millbury, LLC | IPP | Syncarpha Millbury Hybrid | MA | 62974 | SYMIB | 3.8 | Batteries | MWH | BA | (U) Under construction, less than or equal to 50 percent complete | 3.8
2022 | 6 | 62820 | Syncarpha Millbury, LLC | IPP | Syncarpha Millbury Hybrid | MA | 62974 | SYMIS | 5 | Solar Photovoltaic | SUN | PV | (V) Under construction, more than 50 percent complete | 5
2022 | 6 | 62813 | Syncarpha Westminster, LLC | IPP | Syncarpha Westminster Hybrid | MA | 62971 | SYWEB | 2.9 | Batteries | MWH | BA | (U) Under construction, less than or equal to 50 percent complete | 2.9
2022 | 6 | 62813 | Syncarpha Westminster, LLC | IPP | Syncarpha Westminster Hybrid | MA | 62971 | SYWES | 4.7 | Solar Photovoltaic | SUN | PV | (V) Under construction, more than 50 percent complete | 4.7
2022 | 6 | 61835 | Tarpon Solar I | IPP | Tarpon Solar I | SC | 62314 | 78 | 2 | Solar Photovoltaic | SUN | PV | (T) Regulatory approvals received. Not under construction | 2
2022 | 6 | 61836 | Tedder Solar | IPP | Tedder Solar | SC | 62315 | 79 | 2 | Solar Photovoltaic | SUN | PV | (T) Regulatory approvals received. Not under construction | 2
2022 | 6 | 61837 | Ten Governors Solar | IPP | Ten Governors Solar | SC | 62316 | 80 | 28 | Solar Photovoltaic | SUN | PV | (T) Regulatory approvals received. Not under construction | 28
2022 | 6 | 61862 | Thomas Solar | IPP | Thomas Solar | SC | 62352 | 81 | 2 | Solar Photovoltaic | SUN | PV | (T) Regulatory approvals received. Not under construction | 2
2022 | 6 | 61861 | Topaz Solar | IPP | Topaz Solar (SC) | SC | 62349 | 82 | 2 | Solar Photovoltaic | SUN | PV | (T) Regulatory approvals received. Not under construction | 2
2022 | 6 | 61859 | Ulmer Solar | IPP | Ulmer Solar | SC | 62343 | 85 | 22 | Solar Photovoltaic | SUN | PV | (T) Regulatory approvals received. Not under construction | 22
2022 | 6 | 61868 | WSW Solar | IPP | WSW Solar | SC | 62350 | 86 | 10.8 | Solar Photovoltaic | SUN | PV | (T) Regulatory approvals received. Not under construction | 10.8
2022 | 6 | 61863 | Washington Solar (SC) | IPP | Washington Solar (SC) | SC | 62342 | 87 | 2 | Solar Photovoltaic | SUN | PV | (T) Regulatory approvals received. Not under construction | 2
2022 | 6 | 61864 | Washington Solar II (SC) | IPP | Washington Solar II (SC) | SC | 62344 | 88 | 2 | Solar Photovoltaic | SUN | PV | (T) Regulatory approvals received. Not under construction | 2
2022 | 6 | 61865 | Wayfair Solar | IPP | Wayfair Solar | SC | 62345 | 89 | 2 | Solar Photovoltaic | SUN | PV | (T) Regulatory approvals received. Not under construction | 2
2022 | 6 | 61866 | Weaver Solar | IPP | Weaver Solar | SC | 62347 | 90 | 2 | Solar Photovoltaic | SUN | PV | (T) Regulatory approvals received. Not under construction | 2
2022 | 6 | 61869 | Wysong Solar | IPP | Wysong Solar | SC | 62351 | 92 | 2.3 | Solar Photovoltaic | SUN | PV | (T) Regulatory approvals received. Not under construction | 2.3
2022 | 6 | 61871 | York Solar | IPP | York Solar | SC | 62354 | 94 | 2 | Solar Photovoltaic | SUN | PV | (T) Regulatory approvals received. Not under construction | 2
2022 | 7 | 57416 | Acciona Energy USA Global, LLC | IPP | Fort Bend Solar LLC | TX | 63985 | FBS | 240 | Solar Photovoltaic | SUN | PV | (L) Regulatory approvals pending. Not under construction | 240
2022 | 7 | 60146 | Ameresco Federal Solutions | IPP | Fort Bragg - Camp Mackall PV BESS System | NC | 64050 | CMABS | 2 | Batteries | MWH | BA | (P) Planned for installation, but regulatory approvals not initiated | 2
2022 | 7 | 60146 | Ameresco Federal Solutions | IPP | Fort Bragg - Camp Mackall PV BESS System | NC | 64050 | CMAPV | 1 | Solar Photovoltaic | SUN | PV | (P) Planned for installation, but regulatory approvals not initiated | 1
2022 | 7 | 58970 | Ecoplexus, Inc | IPP | Pleasant Hill PV1 | NC | 63787 | PHILL | 20 | Solar Photovoltaic | SUN | PV | (L) Regulatory approvals pending. Not under construction | 20
2022 | 7 | 49893 | Invenergy Services LLC | IPP | Delilah Solar Energy LLC | TX | 63194 | GEN1 | 300 | Solar Photovoltaic | SUN | PV | (U) Under construction, less than or equal to 50 percent complete | 300
2022 | 7 | 62936 | TREX US Red Holly LLC | IPP | TREX US Red Holly | TX | 63202 | 701 | 250 | Solar Photovoltaic | SUN | PV | (L) Regulatory approvals pending. Not under construction | 250
2022 | 7 | 18642 | Tennessee Valley Authority | Electric Utility | Vonore Battery Energy Storage System | TN | 64255 | VBESS | 20 | Batteries | MWH | BA | (P) Planned for installation, but regulatory approvals not initiated | 20
2022 | 8 | 60796 | 91MC 8me LLC | IPP | Aratina Solar Center 1 Hybrid | CA | 61167 | 91MC8 | 200 | Solar Photovoltaic | SUN | PV | (P) Planned for installation, but regulatory approvals not initiated | 200
2022 | 8 | 60796 | 91MC 8me LLC | IPP | Aratina Solar Center 1 Hybrid | CA | 61167 | BESS | 50 | Batteries | MWH | BA | (P) Planned for installation, but regulatory approvals not initiated | 50
2022 | 8 | 64144 | Arlington Energy Center II | IPP | Arlington Energy Center II | CA | 64481 | AEC2B | 132 | Batteries | MWH | BA | (U) Under construction, less than or equal to 50 percent complete | 132
2022 | 8 | 62806 | Guernsey Power Station LLC | IPP | Guernsey Power Station | OH | 62949 | GPS1 | 612 | Natural Gas Fired Combined Cycle | NG | CS | (L) Regulatory approvals pending. Not under construction | 685
2022 | 8 | 64207 | Letts Creek Solar, LLC | IPP | Letts Creek Solar, LLC | MI | 64568 | LETTS | 15 | Solar Photovoltaic | SUN | PV | (P) Planned for installation, but regulatory approvals not initiated | 15
2022 | 8 | 62842 | Lightsource Renewable Energy Asset Management, LLC | IPP | Blackbear Solar 1 | AL | 63765 | ALBB1 | 100 | Solar Photovoltaic | SUN | PV | (P) Planned for installation, but regulatory approvals not initiated | 100
2022 | 9 | 63830 | 7V Solar Ranch, LLC | IPP | 7V Solar Ranch | TX | 64239 | 7V1 | 240 | Solar Photovoltaic | SUN | PV | (L) Regulatory approvals pending. Not under construction | 240
2022 | 9 | 61012 | AES Distributed Energy | IPP | AES West Oahu Solar Hybrid | HI | 64656 | UHBES | 12.5 | Batteries | MWH | BA | (T) Regulatory approvals received. Not under construction | 12.5
2022 | 9 | 61012 | AES Distributed Energy | IPP | AES West Oahu Solar Hybrid | HI | 64656 | UHWO | 12.5 | Solar Photovoltaic | SUN | PV | (T) Regulatory approvals received. Not under construction | 12.5
2022 | 9 | 15399 | Avangrid Renewables LLC | IPP | Bakeoven Solar | OR | 63507 | BOS1 | 60 | Solar Photovoltaic | SUN | PV | (P) Planned for installation, but regulatory approvals not initiated | 60
2022 | 9 | 62050 | Castleman Power Development LLC | IPP | SJRR Power LLC | TX | 62548 | SJ-3 | 43 | Natural Gas Fired Combustion Turbine | NG | GT | (P) Planned for installation, but regulatory approvals not initiated | 50
2022 | 9 | 62050 | Castleman Power Development LLC | IPP | SJRR Power LLC | TX | 62548 | SJ-4 | 43 | Natural Gas Fired Combustion Turbine | NG | GT | (P) Planned for installation, but regulatory approvals not initiated | 50
2022 | 9 | 5248 | Dominion Energy Inc | IPP | Norge Solar Farm | VA | 64086 | NORG | 20 | Solar Photovoltaic | SUN | PV | (L) Regulatory approvals pending. Not under construction | 20
2022 | 9 | 5248 | Dominion Energy Inc | Electric Utility | Sycamore Solar | VA | 64136 | SYSO | 42 | Solar Photovoltaic | SUN | PV | (L) Regulatory approvals pending. Not under construction | 42
2022 | 9 | 63828 | Empire Community Solar LLC | IPP | Holley Road Solar | NY | 64240 | #0879 | 20 | Solar Photovoltaic | SUN | PV | (P) Planned for installation, but regulatory approvals not initiated | 20
2022 | 9 | 60688 | FGE Goodnight, LLC | IPP | Goodnight | TX | 59246 | GOOD1 | 500 | Onshore Wind Turbine | WND | WT | (U) Under construction, less than or equal to 50 percent complete | 500
2022 | 9 | 62806 | Guernsey Power Station LLC | IPP | Guernsey Power Station | OH | 62949 | GPS2 | 612 | Natural Gas Fired Combined Cycle | NG | CS | (L) Regulatory approvals pending. Not under construction | 685
2022 | 9 | 62153 | Hecate Energy Highland LLC | IPP | Hecate Energy Highland LLC | OH | 62670 | HIGHL | 300 | Solar Photovoltaic | SUN | PV | (T) Regulatory approvals received. Not under construction | 300
2022 | 9 | 63416 | Ho'Ohana Solar 1 LLC | IPP | Ho'Ohana Solar 1 | HI | 63723 | H0001 | 52 | Solar Photovoltaic | SUN | PV | (P) Planned for installation, but regulatory approvals not initiated | 52
2022 | 9 | 63416 | Ho'Ohana Solar 1 LLC | IPP | Ho'Ohana Solar 1 | HI | 63723 | HESS1 | 52 | Batteries | MWH | BA | (P) Planned for installation, but regulatory approvals not initiated | 52
2022 | 9 | 63636 | Homestead Fuel Cell 1, LLC | IPP | Homestead Fuel Cell | CT | 63980 | MM50 | 2.8 | Other Natural Gas | NG | FC | (P) Planned for installation, but regulatory approvals not initiated | 2.8
2022 | 9 | 63636 | Homestead Fuel Cell 1, LLC | IPP | Homestead Fuel Cell | CT | 63980 | MM51 | 2.8 | Other Natural Gas | NG | FC | (P) Planned for installation, but regulatory approvals not initiated | 2.8
2022 | 9 | 63636 | Homestead Fuel Cell 1, LLC | IPP | Homestead Fuel Cell | CT | 63980 | MM52 | 2.8 | Other Natural Gas | NG | FC | (P) Planned for installation, but regulatory approvals not initiated | 2.8
2022 | 9 | 62842 | Lightsource Renewable Energy Asset Management, LLC | IPP | Happy Solar 1 | AR | 63766 | ARHA1 | 95 | Solar Photovoltaic | SUN | PV | (P) Planned for installation, but regulatory approvals not initiated | 95
2022 | 9 | 59489 | Perennial-Wind Chaser LLC | IPP | Perennial Wind Chaser Station | OR | 59721 | GT1 | 98.7 | Natural Gas Fired Combustion Turbine | NG | GT | (U) Under construction, less than or equal to 50 percent complete | 106
2022 | 9 | 59489 | Perennial-Wind Chaser LLC | IPP | Perennial Wind Chaser Station | OR | 59721 | GT2 | 98.7 | Natural Gas Fired Combustion Turbine | NG | GT | (U) Under construction, less than or equal to 50 percent complete | 106
2022 | 9 | 59489 | Perennial-Wind Chaser LLC | IPP | Perennial Wind Chaser Station | OR | 59721 | GT3 | 98.7 | Natural Gas Fired Combustion Turbine | NG | GT | (U) Under construction, less than or equal to 50 percent complete | 106
2022 | 9 | 59489 | Perennial-Wind Chaser LLC | IPP | Perennial Wind Chaser Station | OR | 59721 | GT4 | 98.7 | Natural Gas Fired Combustion Turbine | NG | GT | (U) Under construction, less than or equal to 50 percent complete | 106
2022 | 9 | 56215 | RWE Renewables Americas LLC | IPP | Baron Winds Farm | NY | 60596 | 1 | 130 | Onshore Wind Turbine | WND | WT | (P) Planned for installation, but regulatory approvals not initiated | 130
2022 | 9 | 56215 | RWE Renewables Americas LLC | IPP | Fifth Standard Solar PV, LLC (Hybrid) | CA | 64197 | FTHSB | 117 | Batteries | MWH | BA | (L) Regulatory approvals pending. Not under construction | 117
2022 | 9 | 56215 | RWE Renewables Americas LLC | IPP | Fifth Standard Solar PV, LLC (Hybrid) | CA | 64197 | FTHSS | 150 | Solar Photovoltaic | SUN | PV | (L) Regulatory approvals pending. Not under construction | 150
2022 | 9 | 63759 | Triple Oak Power LLC | IPP | Jawbone Wind Project | MT | 58175 | JWPI | 80 | Onshore Wind Turbine | WND | WT | (U) Under construction, less than or equal to 50 percent complete | 80
2022 | 9 | 61198 | esVolta LP | IPP | Goleta Grid Resiliency | CA | 63736 | BESS1 | 10 | Batteries | MWH | BA | (L) Regulatory approvals pending. Not under construction | 10
2022 | 10 | 64144 | Arlington Energy Center II | IPP | Arlington Energy Center II | CA | 64481 | AEC2 | 133 | Solar Photovoltaic | SUN | PV | (U) Under construction, less than or equal to 50 percent complete | 133
2022 | 10 | 58391 | Chilocco Wind Farm LLC | IPP | Chilocco Wind Farm | OK | 58406 | 1 | 200 | Onshore Wind Turbine | WND | WT | (U) Under construction, less than or equal to 50 percent complete | 200
2022 | 10 | 59319 | Cotton Solar, LLC | IPP | Cotton Solar | SC | 59572 | PV1 | 16 | Solar Photovoltaic | SUN | PV | (L) Regulatory approvals pending. Not under construction | 16
2022 | 10 | 62806 | Guernsey Power Station LLC | IPP | Guernsey Power Station | OH | 62949 | GPS3 | 612 | Natural Gas Fired Combined Cycle | NG | CS | (L) Regulatory approvals pending. Not under construction | 685
2022 | 10 | 63638 | Horseshoe Solar, LLC | IPP | Horseshoe Solar, LLC | UT | 63984 | HSS | 75 | Solar Photovoltaic | SUN | PV | (P) Planned for installation, but regulatory approvals not initiated | 75
2022 | 10 | 59761 | McLean Homestead, LLC | IPP | McLean Homestead | NC | 60020 | PV1 | 4.9 | Solar Photovoltaic | SUN | PV | (L) Regulatory approvals pending. Not under construction | 4.9
2022 | 10 | 63639 | Rocket Solar, LLC | IPP | Rocket Solar, LLC | UT | 63983 | RS | 80 | Solar Photovoltaic | SUN | PV | (P) Planned for installation, but regulatory approvals not initiated | 80
2022 | 10 | 21554 | Seminole Electric Cooperative Inc | Electric Utility | Seminole (FL) | FL | 136 | CT1 | 351 | Natural Gas Fired Combined Cycle | NG | CT | (U) Under construction, less than or equal to 50 percent complete | 384.2
2022 | 10 | 21554 | Seminole Electric Cooperative Inc | Electric Utility | Seminole (FL) | FL | 136 | CT2 | 351 | Natural Gas Fired Combined Cycle | NG | CT | (U) Under construction, less than or equal to 50 percent complete | 384.2
2022 | 10 | 21554 | Seminole Electric Cooperative Inc | Electric Utility | Seminole (FL) | FL | 136 | ST | 397.4 | Natural Gas Fired Combined Cycle | NG | CA | (U) Under construction, less than or equal to 50 percent complete | 414.8
2022 | 10 | 63541 | SunEast Tabletop Solar LLC | IPP | SunEast Tabletop Solar Project | NY | 63867 | Q#869 | 80 | Solar Photovoltaic | SUN | PV | (P) Planned for installation, but regulatory approvals not initiated | 80
2022 | 10 | 59056 | Tri Global Energy, LLC | IPP | Water Valley Wind Energy | TX | 62846 | WWE1 | 150 | Onshore Wind Turbine | WND | WT | (P) Planned for installation, but regulatory approvals not initiated | 150
2022 | 11 | 60797 | 68SF 8me LLC | IPP | Eland Solar & Storage Center, Phase 1 Hybrid | CA | 61168 | 61168 | 150 | Batteries | MWH | BA | (P) Planned for installation, but regulatory approvals not initiated | 150
2022 | 11 | 60797 | 68SF 8me LLC | IPP | Eland Solar & Storage Center, Phase 1 Hybrid | CA | 61168 | 68SF8 | 200 | Solar Photovoltaic | SUN | PV | (P) Planned for installation, but regulatory approvals not initiated | 200
2022 | 11 | 61012 | AES Distributed Energy | IPP | AES Waikoloa Solar Hybrid | HI | 63900 | KLOAB | 30 | Batteries | MWH | BA | (L) Regulatory approvals pending. Not under construction | 30
2022 | 11 | 61012 | AES Distributed Energy | IPP | AES Waikoloa Solar Hybrid | HI | 63900 | YKLOA | 30 | Solar Photovoltaic | SUN | PV | (L) Regulatory approvals pending. Not under construction | 30
2022 | 11 | 57416 | Acciona Energy USA Global, LLC | IPP | AEUG Madison Solar, LLC | KY | 64659 | AMS | 100 | Solar Photovoltaic | SUN | PV | (P) Planned for installation, but regulatory approvals not initiated | 100
2022 | 11 | 15399 | Avangrid Renewables LLC | IPP | Mohawk Solar | NY | 64253 | S1 | 90.5 | Solar Photovoltaic | SUN | PV | (T) Regulatory approvals received. Not under construction | 90.5
2022 | 11 | 63965 | Badger Wind , LLC | IPP | Badger Wind, LLC | ND | 64342 | 5555 | 252 | Onshore Wind Turbine | WND | WT | (L) Regulatory approvals pending. Not under construction | 252
2022 | 11 | 62734 | Blue Marmot IX LLC | IPP | Blue Marmot IX | OR | 62867 | DVRO | 9.8 | Solar Photovoltaic | SUN | PV | (L) Regulatory approvals pending. Not under construction | 10
2022 | 11 | 62735 | Blue Marmot V LLC | IPP | Blue Marmot V | OR | 62866 | DNZE | 9.8 | Solar Photovoltaic | SUN | PV | (L) Regulatory approvals pending. Not under construction | 10
2022 | 11 | 62736 | Blue Marmot VI LLC | IPP | Blue Marmot VI | OR | 62865 | DNZW | 9.8 | Solar Photovoltaic | SUN | PV | (L) Regulatory approvals pending. Not under construction | 10
2022 | 11 | 62737 | Blue Marmot VII LLC | IPP | Blue Marmot VII | OR | 62864 | RSHEI | 9.8 | Solar Photovoltaic | SUN | PV | (L) Regulatory approvals pending. Not under construction | 10
2022 | 11 | 62738 | Blue Marmot VIII LLC | IPP | Blue Marmot VIII | OR | 62863 | PRMLE | 9.8 | Solar Photovoltaic | SUN | PV | (L) Regulatory approvals pending. Not under construction | 10
2022 | 11 | 7140 | Georgia Power Co | Electric Utility | Vogtle | GA | 649 | 4 | 1100 | Nuclear | NUC | ST | (U) Under construction, less than or equal to 50 percent complete | 1100
2022 | 11 | 63289 | Key Capture Energy | IPP | NY2 Battery | NY | 63584 | NY2 | 200 | Batteries | MWH | BA | (P) Planned for installation, but regulatory approvals not initiated | 200
2022 | 11 | 62893 | Mililani I Solar LLC | IPP | Mililani South Solar Farm | HI | 57242 | 1 | 39 | Solar Photovoltaic | SUN | PV | (T) Regulatory approvals received. Not under construction | 39
2022 | 11 | 63726 | Renewable Energy Ventures LLC | IPP | Forest Grove - Dodd | TX | 64131 | FGPV1 | 400 | Solar Photovoltaic | SUN | PV | (P) Planned for installation, but regulatory approvals not initiated | 400.6
2022 | 11 | 63726 | Renewable Energy Ventures LLC | IPP | Oak Hill - Dry Creek | TX | 64132 | PV1 | 390 | Solar Photovoltaic | SUN | PV | (P) Planned for installation, but regulatory approvals not initiated | 390.9
2022 | 12 | 61222 | 174 Power Global Corp. | IPP | Atlas | AZ | 63798 | ATL01 | 300 | Solar Photovoltaic | SUN | PV | (P) Planned for installation, but regulatory approvals not initiated | 300
2022 | 12 | 61222 | 174 Power Global Corp. | IPP | Atlas | AZ | 63798 | ATLB1 | 300 | Batteries | MWH | BA | (P) Planned for installation, but regulatory approvals not initiated | 300
2022 | 12 | 64244 | 92JT 8me, LLC | IPP | Big Rock Solar Farm | CA | 64636 | 92JT8 | 200 | Solar Photovoltaic | SUN | PV | (P) Planned for installation, but regulatory approvals not initiated | 200
2022 | 12 | 64244 | 92JT 8me, LLC | IPP | Big Rock Solar Farm | CA | 64636 | 92JTB | 200 | Batteries | MWH | BA | (P) Planned for installation, but regulatory approvals not initiated | 200
2022 | 12 | 61012 | AES Distributed Energy | IPP | AES Maui Kuihelani Solar Hybrid | HI | 64256 | KLNIB | 60 | Batteries | MWH | BA | (T) Regulatory approvals received. Not under construction | 60
2022 | 12 | 61012 | AES Distributed Energy | IPP | AES Maui Kuihelani Solar Hybrid | HI | 64256 | KULNI | 60 | Solar Photovoltaic | SUN | PV | (T) Regulatory approvals received. Not under construction | 60
2022 | 12 | 57416 | Acciona Energy USA Global, LLC | IPP | High Point Solar LLC | IL | 63838 | HPS | 100 | Solar Photovoltaic | SUN | PV | (L) Regulatory approvals pending. Not under construction | 100
2022 | 12 | 60776 | Aksamit Resource Management | IPP | Milligan III Wind Farm | NE | 61159 | M3001 | 73.4 | Onshore Wind Turbine | WND | WT | (T) Regulatory approvals received. Not under construction | 73.4
2022 | 12 | 63494 | Allora Solar, LLC | IPP | Allora Solar, LLC | SC | 63808 | PGR30 | 75 | Solar Photovoltaic | SUN | PV | (L) Regulatory approvals pending. Not under construction | 75
2022 | 12 | 63803 | Apex Solar LLC | IPP | Rattlesnake Solar | MT | 64189 | RSNAK | 80 | Solar Photovoltaic | SUN | PV | (P) Planned for installation, but regulatory approvals not initiated | 80
2022 | 12 | 803 | Arizona Public Service Co | Electric Utility | Cotton Center Solar Hybrid | AZ | 57561 | CC17M | 17 | Batteries | MWH | BA | (P) Planned for installation, but regulatory approvals not initiated | 17
2022 | 12 | 803 | Arizona Public Service Co | Electric Utility | El Sol BESS | AZ | 62964 | EL50M | 50 | Batteries | MWH | BA | (P) Planned for installation, but regulatory approvals not initiated | 50
2022 | 12 | 803 | Arizona Public Service Co | Electric Utility | Foothills Solar Plant Hybrid | AZ | 57997 | FH38M | 38 | Batteries | MWH | BA | (P) Planned for installation, but regulatory approvals not initiated | 38
2022 | 12 | 803 | Arizona Public Service Co | Electric Utility | Gila Bend Hybrid | AZ | 59020 | GB36M | 36 | Batteries | MWH | BA | (P) Planned for installation, but regulatory approvals not initiated | 36
2022 | 12 | 803 | Arizona Public Service Co | Electric Utility | Hyder II Hybrid | AZ | 58383 | H214M | 14 | Batteries | MWH | BA | (P) Planned for installation, but regulatory approvals not initiated | 14
2022 | 12 | 803 | Arizona Public Service Co | Electric Utility | Hyder Solar Hybrid | AZ | 57563 | H116M | 16 | Batteries | MWH | BA | (P) Planned for installation, but regulatory approvals not initiated | 16
2022 | 12 | 803 | Arizona Public Service Co | Electric Utility | Paloma Solar Hybrid | AZ | 57562 | PA17M | 17 | Batteries | MWH | BA | (P) Planned for installation, but regulatory approvals not initiated | 17
2022 | 12 | 64199 | Arlington Energy Center III | IPP | Arlington Energy Center III | CA | 64564 | AEC3 | 131 | Solar Photovoltaic | SUN | PV | (U) Under construction, less than or equal to 50 percent complete | 131
2022 | 12 | 64199 | Arlington Energy Center III | IPP | Arlington Energy Center III | CA | 64564 | AEC3B | 47 | Batteries | MWH | BA | (U) Under construction, less than or equal to 50 percent complete | 47
2022 | 12 | 63964 | Armadillo Solar Center, LLC | IPP | Armadillo Solar Center | TX | 64349 | 6666 | 175 | Solar Photovoltaic | SUN | PV | (L) Regulatory approvals pending. Not under construction | 175
2022 | 12 | 61768 | Arrow Canyon Solar LLC | IPP | Arrow Canyon Solar Hybrid | NV | 62248 | 1 | 200 | Solar Photovoltaic | SUN | PV | (P) Planned for installation, but regulatory approvals not initiated | 200
2022 | 12 | 61768 | Arrow Canyon Solar LLC | IPP | Arrow Canyon Solar Hybrid | NV | 62248 | 2 | 75 | Batteries | MWH | BA | (P) Planned for installation, but regulatory approvals not initiated | 75
2022 | 12 | 15399 | Avangrid Renewables LLC | IPP | Bakeoven Solar | OR | 63507 | BOS2 | 140 | Solar Photovoltaic | SUN | PV | (P) Planned for installation, but regulatory approvals not initiated | 140
2022 | 12 | 15399 | Avangrid Renewables LLC | IPP | Midland Wind | IL | 63003 | 1 | 115 | Onshore Wind Turbine | WND | WT | (P) Planned for installation, but regulatory approvals not initiated | 115
2022 | 12 | 64217 | Bald Mountain Solar LLC | IPP | Bald Mountain Solar | NY | 64598 | GEN1 | 20 | Solar Photovoltaic | SUN | PV | (P) Planned for installation, but regulatory approvals not initiated | 20
2022 | 12 | 63793 | Bear Branch Solar | IPP | Bear Branch Solar | NC | 64168 | GEN | 35 | Solar Photovoltaic | SUN | PV | (L) Regulatory approvals pending. Not under construction | 35
2022 | 12 | 63421 | Biggs Ford Solar Center, LLC | IPP | Biggs Ford Solar Center | MD | 61321 | BFSC | 15 | Solar Photovoltaic | SUN | PV | (P) Planned for installation, but regulatory approvals not initiated | 15
2022 | 12 | 64138 | Birch Creek Development, LLC (NC) | IPP | Friesian Holdings | NC | 60692 | PV1 | 75 | Solar Photovoltaic | SUN | PV | (L) Regulatory approvals pending. Not under construction | 75
2022 | 12 | 63883 | Broad Reach Power | IPP | Cascade Energy Storage, LLC | CA | 61801 | 10002 | 25 | Batteries | MWH | BA | (L) Regulatory approvals pending. Not under construction | 25
2022 | 12 | 64110 | Calhoun County Solar Project, LLC | IPP | Calhoun County Solar Project | MI | 64452 | GEN1 | 125 | Solar Photovoltaic | SUN | PV | (P) Planned for installation, but regulatory approvals not initiated | 125
2022 | 12 | 58508 | Carolina Solar Energy LLC | IPP | Cabaniss Solar | NC | 60430 | PV1 | 4.2 | Solar Photovoltaic | SUN | PV | (T) Regulatory approvals received. Not under construction | 4.2
2022 | 12 | 58508 | Carolina Solar Energy LLC | IPP | Sellers Farm Solar | NC | 60439 | PV1 | 5 | Solar Photovoltaic | SUN | PV | (T) Regulatory approvals received. Not under construction | 5
2022 | 12 | 63526 | Chestnut Westside, LLC | IPP | Chestnut | CA | 63849 | CHNUT | 150.6 | Solar Photovoltaic | SUN | PV | (T) Regulatory approvals received. Not under construction | 150.6
2022 | 12 | 59432 | Clear Creek Power | IPP | Highland Park Project | CO | 59659 | HPWT | 181 | Onshore Wind Turbine | WND | WT | (P) Planned for installation, but regulatory approvals not initiated | 181
2022 | 12 | 56769 | Consolidated Edison Development Inc. | IPP | Burt County Wind | NE | 61511 | BCNE | 75 | Onshore Wind Turbine | WND | WT | (L) Regulatory approvals pending. Not under construction | 75
2022 | 12 | 64167 | Corazon Energy LLC | IPP | Corazon Energy LLC | TX | 64538 | KOV4A | 200 | Solar Photovoltaic | SUN | PV | (T) Regulatory approvals received. Not under construction | 200
2022 | 12 | 58468 | Dominion Renewable Energy | IPP | Otter Creek Solar | VA | 63909 | OTTER | 60 | Solar Photovoltaic | SUN | PV | (L) Regulatory approvals pending. Not under construction | 60
2022 | 12 | 54803 | Dynegy Oakland, LLC | IPP | Dynegy Oakland Power Plant | CA | 6211 | GEN4 | 36.3 | Batteries | MWH | BA | (P) Planned for installation, but regulatory approvals not initiated | 36.3
2022 | 12 | 62760 | EDPR CA Solar Park VI LLC | IPP | EDPR CA Solar Park VI LLC (CA) Hybrid | CA | 62892 | SONR2 | 40 | Batteries | MWH | BA | (T) Regulatory approvals received. Not under construction | 40
2022 | 12 | 62760 | EDPR CA Solar Park VI LLC | IPP | EDPR CA Solar Park VI LLC (CA) Hybrid | CA | 62892 | SONRI | 200 | Solar Photovoltaic | SUN | PV | (T) Regulatory approvals received. Not under construction | 201
2022 | 12 | 63559 | Edmondson Ranch Wind, LLC | IPP | Edmondson Ranch Wind, LLC | TX | 63890 | ERWE | 293.3 | Onshore Wind Turbine | WND | WT | (L) Regulatory approvals pending. Not under construction | 293.3
2022 | 12 | 59380 | Enel Green Power NA, Inc. | IPP | Sierra Energy Storage, LLC | CA | 61803 | 10003 | 10 | Batteries | MWH | BA | (L) Regulatory approvals pending. Not under construction | 10
2022 | 12 | 64175 | FPS Coxsackie Solar LLC | IPP | Coxsackie Solar | NY | 64542 | 1 | 4.9 | Solar Photovoltaic | SUN | PV | (P) Planned for installation, but regulatory approvals not initiated | 4.9
2022 | 12 | 56615 | First Solar Project Development | IPP | Portal Ridge Solar A, LLC | CA | 60309 | GEN01 | 18.5 | Solar Photovoltaic | SUN | PV | (L) Regulatory approvals pending. Not under construction | 18.5
2022 | 12 | 56615 | First Solar Project Development | IPP | White Wing Solar | AZ | 60572 | GEN01 | 200 | Solar Photovoltaic | SUN | PV | (T) Regulatory approvals received. Not under construction | 200
2022 | 12 | 56615 | First Solar Project Development | IPP | Willow Spring Solar 3, LLC | CA | 60325 | GEN01 | 75 | Solar Photovoltaic | SUN | PV | (T) Regulatory approvals received. Not under construction | 75
2022 | 12 | 56615 | First Solar Project Development | IPP | Windhub Solar B, LLC | CA | 59969 | GEN01 | 20 | Solar Photovoltaic | SUN | PV | (L) Regulatory approvals pending. Not under construction | 20
2022 | 12 | 64074 | Freepoint Solar LLC | IPP | Woodville Solar | RI | 64530 | 1 | 4.5 | Solar Photovoltaic | SUN | PV | (P) Planned for installation, but regulatory approvals not initiated | 4.5
2022 | 12 | 61166 | Green Power Energy LLC | IPP | Cody Road Wind Farm | NY | 61592 | WT1 | 2.4 | Onshore Wind Turbine | WND | WT | (U) Under construction, less than or equal to 50 percent complete | 2.4
2022 | 12 | 61166 | Green Power Energy LLC | IPP | Cody Road Wind Farm | NY | 61592 | WT2 | 2.4 | Onshore Wind Turbine | WND | WT | (U) Under construction, less than or equal to 50 percent complete | 2.4
2022 | 12 | 61166 | Green Power Energy LLC | IPP | Cody Road Wind Farm | NY | 61592 | WT3 | 2.4 | Onshore Wind Turbine | WND | WT | (U) Under construction, less than or equal to 50 percent complete | 2.4
2022 | 12 | 61166 | Green Power Energy LLC | IPP | Cody Road Wind Farm | NY | 61592 | WT4 | 2.4 | Onshore Wind Turbine | WND | WT | (U) Under construction, less than or equal to 50 percent complete | 2.4
2022 | 12 | 61166 | Green Power Energy LLC | IPP | Cody Road Wind Farm | NY | 61592 | WT5 | 2.4 | Onshore Wind Turbine | WND | WT | (U) Under construction, less than or equal to 50 percent complete | 2.4
2022 | 12 | 62008 | Hale Kuawehi Solar LLC | IPP | Hale Kuawehi Solar Hybrid | HI | 62529 | HKBA | 30 | Batteries | MWH | BA | (P) Planned for installation, but regulatory approvals not initiated | 30
2022 | 12 | 62008 | Hale Kuawehi Solar LLC | IPP | Hale Kuawehi Solar Hybrid | HI | 62529 | HKSOL | 30 | Solar Photovoltaic | SUN | PV | (P) Planned for installation, but regulatory approvals not initiated | 30
2022 | 12 | 61638 | Harrison Power LLC | IPP | Cadiz Power Plant | OH | 62153 | GEN 2 | 550 | Natural Gas Fired Combined Cycle | NG | CS | (P) Planned for installation, but regulatory approvals not initiated | 660
2022 | 12 | 63553 | Haymaker Energy Project LLC | IPP | Haymaker Hybrid | MT | 63878 | HBESS | 200 | Batteries | MWH | BA | (P) Planned for installation, but regulatory approvals not initiated | 200
2022 | 12 | 63837 | Hecate Energy Frye Solar LLC | IPP | Hecate Energy Frye Solar LLC | TX | 64233 | 80995 | 500 | Solar Photovoltaic | SUN | PV | (P) Planned for installation, but regulatory approvals not initiated | 500
2022 | 12 | 63792 | Hornet Solar | IPP | Hornet Solar | NC | 64167 | GEN | 75 | Solar Photovoltaic | SUN | PV | (L) Regulatory approvals pending. Not under construction | 75
2022 | 12 | 63791 | Hunters Cove Solar | IPP | Hunters Cove Solar | NC | 64166 | GEN | 50 | Solar Photovoltaic | SUN | PV | (L) Regulatory approvals pending. Not under construction | 50
2022 | 12 | 49893 | Invenergy Services LLC | IPP | Invenergy Nelson Expansion LLC | IL | 60387 | GEN3 | 157 | Natural Gas Fired Combustion Turbine | NG | GT | (P) Planned for installation, but regulatory approvals not initiated | 190
2022 | 12 | 49893 | Invenergy Services LLC | IPP | Invenergy Nelson Expansion LLC | IL | 60387 | GEN4 | 157 | Natural Gas Fired Combustion Turbine | NG | GT | (P) Planned for installation, but regulatory approvals not initiated | 190
2022 | 12 | 49893 | Invenergy Services LLC | IPP | Tip Top Solar Energy Center LLC | NM | 63028 | GEN1 | 220 | Solar Photovoltaic | SUN | PV | (P) Planned for installation, but regulatory approvals not initiated | 220
2022 | 12 | 49893 | Invenergy Services LLC | IPP | Yum Yum Solar LLC | TN | 63026 | GEN1 | 147 | Solar Photovoltaic | SUN | PV | (U) Under construction, less than or equal to 50 percent complete | 147
2022 | 12 | 64077 | JVR Energy Park LLC | IPP | JVR Energy Park LLC | CA | 64428 | JVR1A | 90 | Solar Photovoltaic | SUN | PV | (T) Regulatory approvals received. Not under construction | 90
2022 | 12 | 64077 | JVR Energy Park LLC | IPP | JVR Energy Park LLC | CA | 64428 | JVR1B | 70 | Batteries | MWH | BA | (T) Regulatory approvals received. Not under construction | 70
2022 | 12 | 58378 | Jordan Hydroelectric LTD PTP | IPP | Flannagan Hydroelectric Project | VA | 58827 | LEFT | 0.4 | Conventional Hydroelectric | WAT | HY | (L) Regulatory approvals pending. Not under construction | 0.4
2022 | 12 | 58378 | Jordan Hydroelectric LTD PTP | IPP | Flannagan Hydroelectric Project | VA | 58827 | LEFT1 | 0.4 | Conventional Hydroelectric | WAT | HY | (L) Regulatory approvals pending. Not under construction | 0.4
2022 | 12 | 58378 | Jordan Hydroelectric LTD PTP | IPP | Flannagan Hydroelectric Project | VA | 58827 | LEFT2 | 0.4 | Conventional Hydroelectric | WAT | HY | (L) Regulatory approvals pending. Not under construction | 0.4
2022 | 12 | 58378 | Jordan Hydroelectric LTD PTP | IPP | Flannagan Hydroelectric Project | VA | 58827 | RGHT | 0.4 | Conventional Hydroelectric | WAT | HY | (L) Regulatory approvals pending. Not under construction | 0.4
2022 | 12 | 63289 | Key Capture Energy | IPP | TX17 Nickel Prairie Storage | TX | 63880 | TX17 | 100 | Batteries | MWH | BA | (P) Planned for installation, but regulatory approvals not initiated | 100
2022 | 12 | 63672 | MTSUN LLC | IPP | MTSUN | MT | 64032 | MTSUN | 80 | Solar Photovoltaic | SUN | PV | (T) Regulatory approvals received. Not under construction | 80
2022 | 12 | 61422 | Mason Dixon Solar Center, LLC | IPP | Mason Dixon Solar Center | MD | 61797 | PV | 20 | Solar Photovoltaic | SUN | PV | (P) Planned for installation, but regulatory approvals not initiated | 20
2022 | 12 | 63427 | Neptune Energy Center, LLC | IPP | Neptune Energy Center Hybrid | CO | 63731 | NT125 | 125 | Batteries | MWH | BA | (P) Planned for installation, but regulatory approvals not initiated | 125
2022 | 12 | 63427 | Neptune Energy Center, LLC | IPP | Neptune Energy Center Hybrid | CO | 63731 | NT325 | 250 | Solar Photovoltaic | SUN | PV | (P) Planned for installation, but regulatory approvals not initiated | 250
2022 | 12 | 64260 | Nextera Energy Resources | IPP | Great Prairie Wind | TX | 64665 | GR01 | 358 | Onshore Wind Turbine | WND | WT | (L) Regulatory approvals pending. Not under construction | 358
2022 | 12 | 64260 | Nextera Energy Resources | IPP | Great Prairie Wind 2 | TX | 64666 | GP03 | 210 | Onshore Wind Turbine | WND | WT | (T) Regulatory approvals received. Not under construction | 210
2022 | 12 | 64260 | Nextera Energy Resources | IPP | Great Prairie Wind 3 | TX | 64667 | GP03 | 299 | Onshore Wind Turbine | WND | WT | (L) Regulatory approvals pending. Not under construction | 299
2022 | 12 | 63238 | OE_ALC | IPP | AL Solar C LLC | AL | 63513 | OEALC | 80 | Solar Photovoltaic | SUN | PV | (T) Regulatory approvals received. Not under construction | 80
2022 | 12 | 64086 | OE_ALD | IPP | OE_ALD | AL | 64469 | OEALD | 80 | Solar Photovoltaic | SUN | PV | (T) Regulatory approvals received. Not under construction | 80
2022 | 12 | 64087 | OE_MS5 | IPP | OE_MS5 | MS | 64529 | MS5_S | 50 | Batteries | MWH | BA | (T) Regulatory approvals received. Not under construction | 50
2022 | 12 | 64087 | OE_MS5 | IPP | OE_MS5 | MS | 64529 | OEMS5 | 200 | Solar Photovoltaic | SUN | PV | (T) Regulatory approvals received. Not under construction | 200
2022 | 12 | 64084 | OE_TN1 | IPP | OETN1 | TN | 64507 | OEALD | 100 | Solar Photovoltaic | SUN | PV | (T) Regulatory approvals received. Not under construction | 100
2022 | 12 | 63501 | Panther Grove Wind, LLC | IPP | Panther Grove Wind, LLC | IL | 63818 | 78787 | 400 | Onshore Wind Turbine | WND | WT | (P) Planned for installation, but regulatory approvals not initiated | 400
2022 | 12 | 63969 | Placid Solar, LLC | IPP | Highland Solar North | FL | 64345 | 1112 | 74.9 | Solar Photovoltaic | SUN | PV | (L) Regulatory approvals pending. Not under construction | 74.9
2022 | 12 | 63969 | Placid Solar, LLC | IPP | Highland Solar South | FL | 64346 | 9999 | 74.9 | Solar Photovoltaic | SUN | PV | (L) Regulatory approvals pending. Not under construction | 74.9
2022 | 12 | 61069 | RE Gaskell West LLC | IPP | RE Gaskell West 2 LLC | CA | 61446 | PV2 | 45 | Solar Photovoltaic | SUN | PV | (P) Planned for installation, but regulatory approvals not initiated | 45
2022 | 12 | 61069 | RE Gaskell West LLC | IPP | RE Gaskell West 3 LLC | CA | 61447 | PV3 | 20 | Solar Photovoltaic | SUN | PV | (P) Planned for installation, but regulatory approvals not initiated | 20
2022 | 12 | 61069 | RE Gaskell West LLC | IPP | RE Gaskell West 4 LLC | CA | 61448 | PV4 | 20 | Solar Photovoltaic | SUN | PV | (P) Planned for installation, but regulatory approvals not initiated | 20
2022 | 12 | 61069 | RE Gaskell West LLC | IPP | RE Gaskell West 5 LLC | CA | 61449 | PV5 | 20 | Solar Photovoltaic | SUN | PV | (P) Planned for installation, but regulatory approvals not initiated | 20
2022 | 12 | 56215 | RWE Renewables Americas LLC | IPP | Mason Dixon Wind Farm | PA | 60212 | 1 | 79.9 | Onshore Wind Turbine | WND | WT | (P) Planned for installation, but regulatory approvals not initiated | 79.9
2022 | 12 | 56215 | RWE Renewables Americas LLC | IPP | Willowbrook Solar I, LLC | OH | 63877 | WBS | 150 | Solar Photovoltaic | SUN | PV | (L) Regulatory approvals pending. Not under construction | 150
2022 | 12 | 64135 | Resurgence Solar | IPP | Resurgence Solar | CA | 64489 | GEN1 | 138 | Solar Photovoltaic | SUN | PV | (L) Regulatory approvals pending. Not under construction | 138
2022 | 12 | 64135 | Resurgence Solar | IPP | Resurgence Solar | CA | 64489 | GEN2 | 115 | Batteries | MWH | BA | (L) Regulatory approvals pending. Not under construction | 115
2022 | 12 | 62896 | Rooney Ranch, LLC | IPP | Rooney Ranch | CA | 63088 | ROONR | 21 | Onshore Wind Turbine | WND | WT | (P) Planned for installation, but regulatory approvals not initiated | 21
2022 | 12 | 27075 | San Diego County Water Auth | IPP | Alvarado Hydro Facility | CA | 54242 | SD28H | 1.4 | Conventional Hydroelectric | WAT | HY | (T) Regulatory approvals received. Not under construction | 1.4
2022 | 12 | 62907 | Sand Hill A, LLC | IPP | Sand Hill A | CA | 63126 | SNDHA | 13.5 | Onshore Wind Turbine | WND | WT | (P) Planned for installation, but regulatory approvals not initiated | 13.5
2022 | 12 | 62908 | Sand Hill B, LLC | IPP | Sand Hill B | CA | 63652 | SNDHB | 17 | Onshore Wind Turbine | WND | WT | (P) Planned for installation, but regulatory approvals not initiated | 17
2022 | 12 | 62909 | Sand Hill C, LLC | IPP | Sand Hill C | CA | 63653 | SNDHC | 80 | Onshore Wind Turbine | WND | WT | (P) Planned for installation, but regulatory approvals not initiated | 80
2022 | 12 | 17543 | South Carolina Public Service Authority | Electric Utility | Horry Land Fill Gas Site | SC | 7958 | 1 | 5.2 | Petroleum Liquids | DFO | IC | (P) Planned for installation, but regulatory approvals not initiated | 5.2
2022 | 12 | 17543 | South Carolina Public Service Authority | Electric Utility | Horry Land Fill Gas Site | SC | 7958 | 2 | 5.2 | Petroleum Liquids | DFO | IC | (P) Planned for installation, but regulatory approvals not initiated | 5.2
2022 | 12 | 17543 | South Carolina Public Service Authority | Electric Utility | Horry Land Fill Gas Site | SC | 7958 | 3 | 5.2 | Petroleum Liquids | DFO | IC | (P) Planned for installation, but regulatory approvals not initiated | 5.2
2022 | 12 | 17543 | South Carolina Public Service Authority | Electric Utility | Horry Land Fill Gas Site | SC | 7958 | 4 | 5.2 | Petroleum Liquids | DFO | IC | (P) Planned for installation, but regulatory approvals not initiated | 5.2
2022 | 12 | 17609 | Southern California Edison Co | Electric Utility | DESI-1 Battery Energy Storage Facility | CA | 60699 | DESI1 | 2.4 | Batteries | MWH | BA | (TS) Construction complete, but not yet in commercial operation | 2.4
2022 | 12 | 61950 | Terra-Gen Operating Co-Solar | IPP | SEGS VIII | CA | 10444 | LOC1 | 80 | Solar Photovoltaic | SUN | PV | (P) Planned for installation, but regulatory approvals not initiated | 80
2022 | 12 | 63454 | Thunder Wolf Energy Center, LLC | IPP | Thunder Wolf Energy Center Hybrid | CO | 63776 | TW100 | 100 | Batteries | MWH | BA | (P) Planned for installation, but regulatory approvals not initiated | 100
2022 | 12 | 63454 | Thunder Wolf Energy Center, LLC | IPP | Thunder Wolf Energy Center Hybrid | CO | 63776 | TW300 | 200 | Solar Photovoltaic | SUN | PV | (U) Under construction, less than or equal to 50 percent complete | 200
2022 | 12 | 60847 | West Fork Wind, LLC | IPP | West Fork Wind | IN | 61214 | WT1 | 150 | Onshore Wind Turbine | WND | WT | (L) Regulatory approvals pending. Not under construction | 150
2022 | 12 | 63525 | Westlands Solar Blue, LLC | IPP | Solar Blue | CA | 63848 | SBLUE | 250 | Solar Photovoltaic | SUN | PV | (T) Regulatory approvals received. Not under construction | 250
2022 | 12 | 20847 | Wisconsin Electric Power Co | Electric Utility | Badger Hollow II | WI | 64393 | GEN2 | 150 | Solar Photovoltaic | SUN | PV | (T) Regulatory approvals received. Not under construction | 150
2022 | 12 | 64109 | Wythe County Solar Project, LLC | IPP | Wythe County Solar | VA | 64448 | GEN1 | 75 | Solar Photovoltaic | SUN | PV | (P) Planned for installation, but regulatory approvals not initiated | 75
2023 | 1 | 59315 | Bradley Farm LLC | IPP | Bradley Farm (Dudley) | NC | 62593 | PV1 | 5 | Solar Photovoltaic | SUN | PV | (P) Planned for installation, but regulatory approvals not initiated | 5
2023 | 1 | 62759 | National Grid Renewables | IPP | Elk Creek Solar | MN | 63250 | ELKCR | 80 | Solar Photovoltaic | SUN | PV | (T) Regulatory approvals received. Not under construction | 80
2023 | 1 | 64230 | Sanford ESS, LLC | IPP | Sanford ESS, LLC | ME | 64615 | 1 | 5 | Batteries | MWH | BA | (T) Regulatory approvals received. Not under construction | 5
2023 | 1 | 64233 | South Portland ESS, LLC | IPP | South Portland ESS, LLC | ME | 64616 | 1 | 10 | Batteries | MWH | BA | (T) Regulatory approvals received. Not under construction | 10
2023 | 1 | 18454 | Tampa Electric Co | Electric Utility | Big Bend | FL | 645 | BBST1 | 335 | Natural Gas Steam Turbine | NG | ST | (P) Planned for installation, but regulatory approvals not initiated | 445.5
2023 | 2 | 59966 | ESC Harrison County Power | IPP | ESC Harrison County Power | WV | 60206 | HCCA1 | 205.4 | Natural Gas Fired Combined Cycle | NG | CA | (P) Planned for installation, but regulatory approvals not initiated | 207.4
2023 | 2 | 59966 | ESC Harrison County Power | IPP | ESC Harrison County Power | WV | 60206 | HCCT1 | 319.1 | Natural Gas Fired Combined Cycle | NG | CT | (P) Planned for installation, but regulatory approvals not initiated | 371.5
2023 | 3 | 15399 | Avangrid Renewables LLC | IPP | Great Bear Solar, LLC | OH | 64073 | GBS | 46 | Solar Photovoltaic | SUN | PV | (P) Planned for installation, but regulatory approvals not initiated | 46
2023 | 3 | 59365 | Capital Power Corporation | IPP | Garrison Butte Wind, LLC | ND | 60066 | GEN | 150 | Onshore Wind Turbine | WND | WT | (P) Planned for installation, but regulatory approvals not initiated | 150
2023 | 3 | 59656 | Desert Quartzite LLC | IPP | Desert Quartzite | CA | 59871 | GEN01 | 480 | Solar Photovoltaic | SUN | PV | (T) Regulatory approvals received. Not under construction | 480
2023 | 3 | 61130 | Helix Ravenswood, LLC | IPP | Ravenswood | NY | 2500 | RWES1 | 129 | Batteries | MWH | BA | (L) Regulatory approvals pending. Not under construction | 129
2023 | 3 | 61130 | Helix Ravenswood, LLC | IPP | Ravenswood | NY | 2500 | RWES2 | 98 | Batteries | MWH | BA | (L) Regulatory approvals pending. Not under construction | 98
2023 | 3 | 61130 | Helix Ravenswood, LLC | IPP | Ravenswood | NY | 2500 | RWES3 | 89 | Batteries | MWH | BA | (L) Regulatory approvals pending. Not under construction | 89
2023 | 3 | 55983 | Luminant Generation Company LLC | IPP | Jayhawk | TX | 59806 | SOLAR | 101 | Solar Photovoltaic | SUN | PV | (L) Regulatory approvals pending. Not under construction | 101
2023 | 3 | 17609 | Southern California Edison Co | Electric Utility | Cadillac Battery Energy Storage Facility | CA | 63326 | CAD1 | 3.5 | Batteries | MWH | BA | (T) Regulatory approvals received. Not under construction | 3.5
2023 | 3 | 17609 | Southern California Edison Co | Electric Utility | Yorktown Battery Energy Storage Facility | CA | 63325 | YORK1 | 3 | Batteries | MWH | BA | (T) Regulatory approvals received. Not under construction | 3
2023 | 4 | 64247 | 20SD 8me LLC | IPP | Rexford Solar Farm | CA | 64633 | 20SD8 | 300 | Solar Photovoltaic | SUN | PV | (P) Planned for installation, but regulatory approvals not initiated | 300
2023 | 4 | 64247 | 20SD 8me LLC | IPP | Rexford Solar Farm | CA | 64633 | 20SDB | 300 | Batteries | MWH | BA | (P) Planned for installation, but regulatory approvals not initiated | 300
2023 | 4 | 17568 | Cooperative Energy | Electric Utility | R D Morrow | MS | 6061 | MOR1 | 514 | Natural Gas Fired Combined Cycle | NG | CC | (L) Regulatory approvals pending. Not under construction | 550
2023 | 4 | 62036 | Paeahu Solar LLC | IPP | Paeahu Solar Hybrid | HI | 62534 | PHBA | 15 | Batteries | MWH | BA | (P) Planned for installation, but regulatory approvals not initiated | 15
2023 | 4 | 62036 | Paeahu Solar LLC | IPP | Paeahu Solar Hybrid | HI | 62534 | PHSOL | 15 | Solar Photovoltaic | SUN | PV | (P) Planned for installation, but regulatory approvals not initiated | 15
2023 | 4 | 58901 | Sustainable Hydro, Braddock, LLC | IPP | Braddock Lock and Dam | PA | 59091 | GEN1 | 5.3 | Conventional Hydroelectric | WAT | HY | (L) Regulatory approvals pending. Not under construction | 5.3
2023 | 5 | 63601 | CPV Three Rivers, LLC | IPP | CPV Three Rivers Energy Center | IL | 63931 | GEN1 | 607 | Natural Gas Fired Combined Cycle | NG | CS | (U) Under construction, less than or equal to 50 percent complete | 650
2023 | 5 | 63601 | CPV Three Rivers, LLC | IPP | CPV Three Rivers Energy Center | IL | 63931 | GEN2 | 607 | Natural Gas Fired Combined Cycle | NG | CS | (U) Under construction, less than or equal to 50 percent complete | 650
2023 | 5 | 5701 | El Paso Electric Co | Electric Utility | Newman | TX | 3456 | 6 | 227.8 | Natural Gas Fired Combustion Turbine | NG | GT | (L) Regulatory approvals pending. Not under construction | 227.8
2023 | 5 | 58766 | FGE Texas II LLC | IPP | FGE Texas II | TX | 58930 | CA1 | 249.9 | Natural Gas Fired Combined Cycle | NG | CA | (T) Regulatory approvals received. Not under construction | 265.2
2023 | 5 | 58766 | FGE Texas II LLC | IPP | FGE Texas II | TX | 58930 | GT1 | 226.7 | Natural Gas Fired Combined Cycle | NG | CT | (T) Regulatory approvals received. Not under construction | 238.9
2023 | 5 | 58766 | FGE Texas II LLC | IPP | FGE Texas II | TX | 58930 | GT2 | 226.7 | Natural Gas Fired Combined Cycle | NG | CT | (T) Regulatory approvals received. Not under construction | 238.9
2023 | 5 | 55983 | Luminant Generation Company LLC | IPP | Hallmark | TX | 63234 | UNIT1 | 42 | Solar Photovoltaic | SUN | PV | (L) Regulatory approvals pending. Not under construction | 42
2023 | 5 | 12199 | Montana-Dakota Utilities Co | Electric Utility | R M Heskett | ND | 2790 | 4 | 88 | Natural Gas Fired Combustion Turbine | NG | GT | (P) Planned for installation, but regulatory approvals not initiated | 88
2023 | 5 | 14127 | Omaha Public Power District | Electric Utility | Standing Bear Lake | NE | 64548 | 1 | 17.9 | Natural Gas Internal Combustion Engine | NG | IC | (T) Regulatory approvals received. Not under construction | 17.9
2023 | 5 | 14127 | Omaha Public Power District | Electric Utility | Standing Bear Lake | NE | 64548 | 2 | 17.9 | Natural Gas Internal Combustion Engine | NG | IC | (T) Regulatory approvals received. Not under construction | 17.9
2023 | 5 | 14127 | Omaha Public Power District | Electric Utility | Standing Bear Lake | NE | 64548 | 3 | 17.9 | Natural Gas Internal Combustion Engine | NG | IC | (T) Regulatory approvals received. Not under construction | 17.9
2023 | 5 | 14127 | Omaha Public Power District | Electric Utility | Standing Bear Lake | NE | 64548 | 4 | 17.9 | Natural Gas Internal Combustion Engine | NG | IC | (T) Regulatory approvals received. Not under construction | 17.9
2023 | 5 | 14127 | Omaha Public Power District | Electric Utility | Standing Bear Lake | NE | 64548 | 5 | 17.9 | Natural Gas Internal Combustion Engine | NG | IC | (T) Regulatory approvals received. Not under construction | 17.9
2023 | 5 | 14127 | Omaha Public Power District | Electric Utility | Standing Bear Lake | NE | 64548 | 6 | 17.9 | Natural Gas Internal Combustion Engine | NG | IC | (T) Regulatory approvals received. Not under construction | 17.9
2023 | 5 | 14127 | Omaha Public Power District | Electric Utility | Standing Bear Lake | NE | 64548 | 7 | 17.9 | Natural Gas Internal Combustion Engine | NG | IC | (T) Regulatory approvals received. Not under construction | 17.9
2023 | 5 | 189 | PowerSouth Energy Cooperative | Electric Utility | Lowman Energy Center | AL | 56 | LEC1 | 385 | Natural Gas Fired Combined Cycle | NG | CT | (U) Under construction, less than or equal to 50 percent complete | 454.5
2023 | 5 | 189 | PowerSouth Energy Cooperative | Electric Utility | Lowman Energy Center | AL | 56 | LEC2 | 245 | Natural Gas Fired Combined Cycle | NG | CA | (U) Under construction, less than or equal to 50 percent complete | 272.2
2023 | 5 | 58846 | Southeast Renewable Fuels, LLC | Industrial | SRF Pulp Processing Facility | FL | 58997 | G1001 | 12 | Wood/Wood Waste Biomass | WDS | ST | (U) Under construction, less than or equal to 50 percent complete | 20
2023 | 6 | 63118 | 224WB 8me LLC | IPP | Galloway 2 Solar Farm | TX | 63343 | GS2SF | 110 | Solar Photovoltaic | SUN | PV | (P) Planned for installation, but regulatory approvals not initiated | 110
2023 | 6 | 61525 | 231RC 8me LLC | IPP | Norton Solar Farm | TX | 61967 | NSM01 | 125 | Solar Photovoltaic | SUN | PV | (P) Planned for installation, but regulatory approvals not initiated | 125
2023 | 6 | 63806 | 26SB 8me LLC | IPP | Bellefield 2 Solar & Energy Storage Farm | CA | 64209 | 26SBA | 500 | Solar Photovoltaic | SUN | PV | (P) Planned for installation, but regulatory approvals not initiated | 500
2023 | 6 | 63806 | 26SB 8me LLC | IPP | Bellefield 2 Solar & Energy Storage Farm | CA | 64209 | 26SBB | 500 | Batteries | MWH | BA | (P) Planned for installation, but regulatory approvals not initiated | 500
2023 | 6 | 63807 | 302PN 8me LLC | IPP | Red Antelope Solar & Energy Storage Farm | AZ | 64208 | 30PNA | 500 | Solar Photovoltaic | SUN | PV | (P) Planned for installation, but regulatory approvals not initiated | 500
2023 | 6 | 63807 | 302PN 8me LLC | IPP | Red Antelope Solar & Energy Storage Farm | AZ | 64208 | 30PNB | 500 | Batteries | MWH | BA | (P) Planned for installation, but regulatory approvals not initiated | 500
2023 | 6 | 63520 | 326FW 8me LLC | IPP | Arida Solar | NV | 63841 | ARIDA | 370 | Solar Photovoltaic | SUN | PV | (P) Planned for installation, but regulatory approvals not initiated | 370
2023 | 6 | 63825 | 45MG 8me LLC | IPP | Aratina Solar Center 2 | CA | 64215 | 45MGA | 200 | Solar Photovoltaic | SUN | PV | (P) Planned for installation, but regulatory approvals not initiated | 200
2023 | 6 | 63825 | 45MG 8me LLC | IPP | Aratina Solar Center 2 | CA | 64215 | 45MGB | 200 | Batteries | MWH | BA | (P) Planned for installation, but regulatory approvals not initiated | 200
2023 | 6 | 63805 | 50LW 8me LLC | IPP | Bellefield Solar and Energy Storage Farm | CA | 64210 | 50LWA | 500 | Solar Photovoltaic | SUN | PV | (P) Planned for installation, but regulatory approvals not initiated | 500
2023 | 6 | 63805 | 50LW 8me LLC | IPP | Bellefield Solar and Energy Storage Farm | CA | 64210 | 50LWB | 500 | Batteries | MWH | BA | (P) Planned for installation, but regulatory approvals not initiated | 500
2023 | 6 | 57416 | Acciona Energy USA Global, LLC | IPP | AEUG Fleming Solar, LLC | KY | 64658 | AFS | 188.5 | Solar Photovoltaic | SUN | PV | (P) Planned for installation, but regulatory approvals not initiated | 188.5
2023 | 6 | 63832 | Hecate Energy Harley Hand Solar LLC | IPP | Hecate Energy Harley Hand Solar LLC | TX | 64234 | 19936 | 500 | Solar Photovoltaic | SUN | PV | (P) Planned for installation, but regulatory approvals not initiated | 500
2023 | 6 | 49893 | Invenergy Services LLC | IPP | Delilah Solar Energy II LLC | TX | 63884 | GEN1 | 310 | Solar Photovoltaic | SUN | PV | (U) Under construction, less than or equal to 50 percent complete | 310
2023 | 6 | 49893 | Invenergy Services LLC | IPP | Hardin Solar Energy II LLC | OH | 63828 | GEN1 | 170 | Solar Photovoltaic | SUN | PV | (U) Under construction, less than or equal to 50 percent complete | 170
2023 | 6 | 49893 | Invenergy Services LLC | IPP | Samson Solar Energy II LLC | TX | 63882 | GEN1 | 200 | Solar Photovoltaic | SUN | PV | (U) Under construction, less than or equal to 50 percent complete | 200
2023 | 6 | 63968 | Mockingbird Solar Center, LLC | IPP | Mockingbird Solar Center | TX | 64347 | 7777 | 400 | Solar Photovoltaic | SUN | PV | (L) Regulatory approvals pending. Not under construction | 400
2023 | 6 | 13582 | NRG Astoria Gas Turbine Operations Inc | IPP | Astoria Gas Turbines | NY | 55243 | CTG01 | 431 | Natural Gas Fired Combustion Turbine | NG | GT | (L) Regulatory approvals pending. Not under construction | 431
2023 | 6 | 56789 | TBE Montgomery LLC | IPP | TBE-Montgomery LLC | NY | 57472 | CTG | 11.6 | Other Waste Biomass | OBG | CT | (U) Under construction, less than or equal to 50 percent complete | 12
2023 | 6 | 56789 | TBE Montgomery LLC | IPP | TBE-Montgomery LLC | NY | 57472 | STG | 7.4 | Other Waste Biomass | OBG | CA | (U) Under construction, less than or equal to 50 percent complete | 9
2023 | 7 | 60798 | 69SV 8me LLC | IPP | Eland Solar & Storage Center, Phase 2 Hybrid | CA | 61169 | 61169 | 150 | Batteries | MWH | BA | (P) Planned for installation, but regulatory approvals not initiated | 150
2023 | 7 | 60798 | 69SV 8me LLC | IPP | Eland Solar & Storage Center, Phase 2 Hybrid | CA | 61169 | 69SV8 | 200 | Solar Photovoltaic | SUN | PV | (P) Planned for installation, but regulatory approvals not initiated | 200
2023 | 9 | 62910 | 300MS 8me LLC | IPP | Southern Bighorn Solar Hybrid | NV | 63113 | BESS | 135 | Batteries | MWH | BA | (P) Planned for installation, but regulatory approvals not initiated | 135
2023 | 9 | 62910 | 300MS 8me LLC | IPP | Southern Bighorn Solar Hybrid | NV | 63113 | SBS | 300 | Solar Photovoltaic | SUN | PV | (P) Planned for installation, but regulatory approvals not initiated | 300
2023 | 9 | 57416 | Acciona Energy USA Global, LLC | IPP | AEUG Union Solar, LLC | OH | 64660 | AUS | 325 | Solar Photovoltaic | SUN | PV | (P) Planned for installation, but regulatory approvals not initiated | 325
2023 | 9 | 58881 | Apex Bethel Energy Center | IPP | Apex Bethel Energy Center | TX | 59048 | ABEC2 | 158.5 | Natural Gas with Compressed Air Storage | NG | CE | (T) Regulatory approvals received. Not under construction | 158.5
2023 | 9 | 61818 | CC Polymers LLC | Industrial | M&G Resins USA | TX | 60642 | 1 | 11.7 | All Other | WH | OT | (P) Planned for installation, but regulatory approvals not initiated | 14.3
2023 | 9 | 61818 | CC Polymers LLC | Industrial | M&G Resins USA | TX | 60642 | 2 | 11.7 | All Other | WH | OT | (P) Planned for installation, but regulatory approvals not initiated | 14.3
2023 | 9 | 58765 | FGE Texas I LLC | IPP | FGE Texas I | TX | 58931 | CA1 | 249.9 | Natural Gas Fired Combined Cycle | NG | CA | (T) Regulatory approvals received. Not under construction | 265.2
2023 | 9 | 58765 | FGE Texas I LLC | IPP | FGE Texas I | TX | 58931 | GT1 | 226.7 | Natural Gas Fired Combined Cycle | NG | CT | (T) Regulatory approvals received. Not under construction | 238.9
2023 | 9 | 58765 | FGE Texas I LLC | IPP | FGE Texas I | TX | 58931 | GT2 | 226.7 | Natural Gas Fired Combined Cycle | NG | CT | (T) Regulatory approvals received. Not under construction | 238.9
2023 | 9 | 7570 | Great River Energy | Electric Utility | Cambridge CT Hybrid | MN | 2038 | BA1 | 0.8 | Batteries | MWH | BA | (P) Planned for installation, but regulatory approvals not initiated | 1
2023 | 9 | 14127 | Omaha Public Power District | Electric Utility | Turtle Creek | NE | 64547 | 1 | 237.5 | Natural Gas Fired Combustion Turbine | NG | GT | (T) Regulatory approvals received. Not under construction | 237.5
2023 | 9 | 14127 | Omaha Public Power District | Electric Utility | Turtle Creek | NE | 64547 | 2 | 237.5 | Natural Gas Fired Combustion Turbine | NG | GT | (T) Regulatory approvals received. Not under construction | 237.5
2023 | 10 | 62709 | Bakerstand Solar LLC | IPP | Bakerstand Solar (NY) | NY | 62811 | BKSTD | 20 | Solar Photovoltaic | SUN | PV | (P) Planned for installation, but regulatory approvals not initiated | 20
2023 | 10 | 63579 | Illinois Winds LLC | IPP | Panther Creek Wind Project | IL | 63907 | WTGE | 44.5 | Onshore Wind Turbine | WND | WT | (T) Regulatory approvals received. Not under construction | 46.3
2023 | 10 | 61914 | Juwi Inc | IPP | Spanish Peaks Solar | CO | 62379 | 47301 | 140 | Solar Photovoltaic | SUN | PV | (P) Planned for installation, but regulatory approvals not initiated | 140
2023 | 10 | 60720 | Martinsdale Wind Farm LLC | IPP | Martinsdale Wind Farm | MT | 61108 | MTD | 80 | Onshore Wind Turbine | WND | WT | (P) Planned for installation, but regulatory approvals not initiated | 80
2023 | 10 | 64164 | Noosa Energy Storage LLC | IPP | Noosa Energy Storage LLC | CA | 64531 | KOV4A | 99 | Batteries | MWH | BA | (T) Regulatory approvals received. Not under construction | 99
2023 | 10 | 61906 | Rye Development | IPP | Emsworth L&D Hydroelectric Project | PA | 62433 | NA1 | 5 | Conventional Hydroelectric | WAT | HY | (P) Planned for installation, but regulatory approvals not initiated | 6.8
2023 | 10 | 61906 | Rye Development | IPP | KY No. 11 L&D Hydroelectric Project | KY | 62390 | NA1 | 0.3 | Conventional Hydroelectric | WAT | HY | (P) Planned for installation, but regulatory approvals not initiated | 0.5
2023 | 10 | 61906 | Rye Development | IPP | Montgomery L&D Hydroelectric Project | PA | 62400 | NA1 | 5.5 | Conventional Hydroelectric | WAT | HY | (P) Planned for installation, but regulatory approvals not initiated | 6.8
2023 | 11 | 195 | Alabama Power Co | Electric Utility | Barry | AL | 3 | A3C1 | 385 | Natural Gas Fired Combined Cycle | NG | CT | (T) Regulatory approvals received. Not under construction | 464
2023 | 11 | 195 | Alabama Power Co | Electric Utility | Barry | AL | 3 | A3ST | 300 | Natural Gas Fired Combined Cycle | NG | CA | (T) Regulatory approvals received. Not under construction | 310
2023 | 11 | 64248 | Big Plain Solar, LLC | IPP | Big Plain Solar, LLC | OH | 64635 | GEN01 | 196 | Solar Photovoltaic | SUN | PV | (T) Regulatory approvals received. Not under construction | 196
2023 | 11 | 63117 | Gemini Solar | IPP | Gemini Solar | NV | 63352 | ARBE1 | 690 | Solar Photovoltaic | SUN | PV | (U) Under construction, less than or equal to 50 percent complete | 690
2023 | 11 | 63117 | Gemini Solar | IPP | Gemini Solar | NV | 63352 | ARPV1 | 280 | Batteries | MWH | BA | (U) Under construction, less than or equal to 50 percent complete | 380
2023 | 11 | 61797 | Hecate Energy LLC | IPP | Hecate Energy Columbia County Solar | NY | 62273 | HECC1 | 60 | Solar Photovoltaic | SUN | PV | (P) Planned for installation, but regulatory approvals not initiated | 60
2023 | 11 | 49893 | Invenergy Services LLC | IPP | Crescent Valley Solar | NV | 62888 | GEN1 | 149 | Solar Photovoltaic | SUN | PV | (U) Under construction, less than or equal to 50 percent complete | 149
2023 | 11 | 49893 | Invenergy Services LLC | IPP | Lovelock Solar | NV | 62934 | GEN1 | 190 | Solar Photovoltaic | SUN | PV | (U) Under construction, less than or equal to 50 percent complete | 190
2023 | 11 | 60971 | NYC ENERGY LLC | IPP | NISA Electric Generation Project | NY | 61331 | BA1 | 300 | Batteries | MWH | BA | (T) Regulatory approvals received. Not under construction | 300
2023 | 11 | 61906 | Rye Development | IPP | Allegheny L&D2 Hydroelectric Project | PA | 62401 | NA1 | 2.5 | Conventional Hydroelectric | WAT | HY | (P) Planned for installation, but regulatory approvals not initiated | 4.5
2023 | 11 | 61906 | Rye Development | IPP | Emsworth L&D Hydroelectric Project | PA | 62433 | NA2 | 5 | Conventional Hydroelectric | WAT | HY | (P) Planned for installation, but regulatory approvals not initiated | 6.8
2023 | 11 | 61906 | Rye Development | IPP | KY No. 11 L&D Hydroelectric Project | KY | 62390 | NA2 | 0.3 | Conventional Hydroelectric | WAT | HY | (P) Planned for installation, but regulatory approvals not initiated | 0.5
2023 | 11 | 61906 | Rye Development | IPP | KY No. 11 L&D Hydroelectric Project | KY | 62390 | NA3 | 0.3 | Conventional Hydroelectric | WAT | HY | (P) Planned for installation, but regulatory approvals not initiated | 0.5
2023 | 11 | 61906 | Rye Development | IPP | KY No. 11 L&D Hydroelectric Project | KY | 62390 | NA4 | 0.3 | Conventional Hydroelectric | WAT | HY | (P) Planned for installation, but regulatory approvals not initiated | 0.5
2023 | 11 | 61906 | Rye Development | IPP | KY No. 11 L&D Hydroelectric Project | KY | 62390 | NA5 | 0.3 | Conventional Hydroelectric | WAT | HY | (P) Planned for installation, but regulatory approvals not initiated | 0.5
2023 | 11 | 61906 | Rye Development | IPP | Montgomery L&D Hydroelectric Project | PA | 62400 | NA2 | 5.5 | Conventional Hydroelectric | WAT | HY | (P) Planned for installation, but regulatory approvals not initiated | 6.8
2023 | 11 | 64168 | Tyre Bridge Solar LLC | IPP | Tyre Bridge Solar LLC | GA | 64537 | KOV4A | 118 | Solar Photovoltaic | SUN | PV | (T) Regulatory approvals received. Not under construction | 118
2023 | 12 | 63448 | Aiya Solar CEI, LLC | IPP | Aiya Solar Project | NV | 59869 | GEN01 | 100 | Solar Photovoltaic | SUN | PV | (P) Planned for installation, but regulatory approvals not initiated | 100
2023 | 12 | 59495 | Ameren Missouri | Electric Utility | Green City Renewable Energy Center Hybrid | MO | 63065 | GBESS | 2.5 | Batteries | MWH | BA | (L) Regulatory approvals pending. Not under construction | 2.5
2023 | 12 | 59495 | Ameren Missouri | Electric Utility | Green City Renewable Energy Center Hybrid | MO | 63065 | GCREC | 10 | Solar Photovoltaic | SUN | PV | (L) Regulatory approvals pending. Not under construction | 10
2023 | 12 | 59495 | Ameren Missouri | Electric Utility | Richwoods Renewable Energy Center Hybrid | MO | 63066 | RBESS | 4 | Batteries | MWH | BA | (L) Regulatory approvals pending. Not under construction | 4
2023 | 12 | 59495 | Ameren Missouri | Electric Utility | Richwoods Renewable Energy Center Hybrid | MO | 63066 | RREC | 10 | Solar Photovoltaic | SUN | PV | (L) Regulatory approvals pending. Not under construction | 10
2023 | 12 | 59495 | Ameren Missouri | Electric Utility | Utica Renewable Energy Center Hybrid | MO | 63067 | UBESS | 2 | Batteries | MWH | BA | (L) Regulatory approvals pending. Not under construction | 2
2023 | 12 | 59495 | Ameren Missouri | Electric Utility | Utica Renewable Energy Center Hybrid | MO | 63067 | UREC | 10 | Solar Photovoltaic | SUN | PV | (L) Regulatory approvals pending. Not under construction | 10
2023 | 12 | 63702 | Barbers Point Solar, LLC | IPP | Barbers Point Solar, LLC | HI | 64094 | BPBA | 15 | Batteries | MWH | BA | (P) Planned for installation, but regulatory approvals not initiated | 15
2023 | 12 | 63702 | Barbers Point Solar, LLC | IPP | Barbers Point Solar, LLC | HI | 64094 | BPSOL | 15 | Solar Photovoltaic | SUN | PV | (P) Planned for installation, but regulatory approvals not initiated | 15
2023 | 12 | 63799 | Cabin Creek Solar I LLC | IPP | Cabin Creek Solar | MT | 64199 | CBCK1 | 75 | Solar Photovoltaic | SUN | PV | (P) Planned for installation, but regulatory approvals not initiated | 75
2023 | 12 | 63819 | Cabin Creek Solar II LLC | IPP | Cabin Creek Solar II | MT | 64203 | CBCK2 | 75 | Solar Photovoltaic | SUN | PV | (P) Planned for installation, but regulatory approvals not initiated | 75
2023 | 12 | 64186 | Chuckwalla Solar, LLC | IPP | Chuckwalla Solar, LLC | NV | 64558 | CHW | 200 | Solar Photovoltaic | SUN | PV | (P) Planned for installation, but regulatory approvals not initiated | 200
2023 | 12 | 64186 | Chuckwalla Solar, LLC | IPP | Chuckwalla Solar, LLC | NV | 64558 | CHW1 | 180 | Batteries | MWH | BA | (P) Planned for installation, but regulatory approvals not initiated | 180
2023 | 12 | 60064 | Clean Path Energy Center, LLC | IPP | Clean Path Energy Center | NM | 60289 | PVGEN | 55 | Solar Photovoltaic | SUN | PV | (P) Planned for installation, but regulatory approvals not initiated | 55
2023 | 12 | 63464 | Crossroads Solar, LLC | IPP | Crossroads Solar (PA) | PA | 63785 | CROSS | 50 | Solar Photovoltaic | SUN | PV | (P) Planned for installation, but regulatory approvals not initiated | 50
2023 | 12 | 63524 | Freepoint Commodities LLC | IPP | Shaftsbury Solar | VT | 64064 | SHAFT | 20 | Solar Photovoltaic | SUN | PV | (P) Planned for installation, but regulatory approvals not initiated | 20
2023 | 12 | 64074 | Freepoint Solar LLC | IPP | Claremont Solar | NH | 64474 | 1 | 20 | Solar Photovoltaic | SUN | PV | (P) Planned for installation, but regulatory approvals not initiated | 20
2023 | 12 | 64074 | Freepoint Solar LLC | IPP | Woodriver Solar | RI | 64576 | 1 | 4.5 | Solar Photovoltaic | SUN | PV | (P) Planned for installation, but regulatory approvals not initiated | 4.5
2023 | 12 | 64218 | Greens Corners Solar | IPP | Greens Corners Solar | NY | 64599 | GEN1 | 120 | Solar Photovoltaic | SUN | PV | (P) Planned for installation, but regulatory approvals not initiated | 120
2023 | 12 | 63553 | Haymaker Energy Project LLC | IPP | Haymaker Hybrid | MT | 63878 | HAY | 600 | Onshore Wind Turbine | WND | WT | (P) Planned for installation, but regulatory approvals not initiated | 600
2023 | 12 | 63782 | Hecate Energy Cider Solar LLC | IPP | Hecate Energy Cider Solar LLC | NY | 64163 | 11111 | 500 | Solar Photovoltaic | SUN | PV | (P) Planned for installation, but regulatory approvals not initiated | 500
2023 | 12 | 63839 | Hecate Grid Clermont 1 LLC | IPP | Clermont | NY | 64236 | CLRMT | 100 | Batteries | MWH | BA | (L) Regulatory approvals pending. Not under construction | 100
2023 | 12 | 63838 | Hecate Grid Swiftsure LLC | IPP | Swiftsure | NY | 64235 | SWFTS | 650 | Batteries | MWH | BA | (L) Regulatory approvals pending. Not under construction | 650
2023 | 12 | 62765 | High Bridge Wind, LLC | IPP | High Bridge Wind Project | NY | 62894 | WT | 100 | Onshore Wind Turbine | WND | WT | (P) Planned for installation, but regulatory approvals not initiated | 100
2023 | 12 | 63959 | Horizon Hill Wind, LLC | IPP | Horizon Hill Wind Project | OK | 64339 | HHILL | 200 | Onshore Wind Turbine | WND | WT | (L) Regulatory approvals pending. Not under construction | 200
2023 | 12 | 49893 | Invenergy Services LLC | IPP | Alle-Catt Wind Energy LLC | NY | 62954 | GEN1 | 340 | Onshore Wind Turbine | WND | WT | (U) Under construction, less than or equal to 50 percent complete | 340
2023 | 12 | 49893 | Invenergy Services LLC | IPP | Horseshoe Solar Energy | NY | 63096 | GEN1 | 180 | Solar Photovoltaic | SUN | PV | (U) Under construction, less than or equal to 50 percent complete | 180
2023 | 12 | 60349 | Juneau Hydropower, Inc | IPP | Sweetheart Lake Hydroelectric Facility | AK | 60588 | JHI01 | 6.6 | Conventional Hydroelectric | WAT | HY | (P) Planned for installation, but regulatory approvals not initiated | 6.6
2023 | 12 | 60349 | Juneau Hydropower, Inc | IPP | Sweetheart Lake Hydroelectric Facility | AK | 60588 | JHI02 | 6.6 | Conventional Hydroelectric | WAT | HY | (P) Planned for installation, but regulatory approvals not initiated | 6.6
2023 | 12 | 60349 | Juneau Hydropower, Inc | IPP | Sweetheart Lake Hydroelectric Facility | AK | 60588 | JHI03 | 6.6 | Conventional Hydroelectric | WAT | HY | (P) Planned for installation, but regulatory approvals not initiated | 6.6
2023 | 12 | 63703 | Kahana Solar, LLC | IPP | Kahana Solar, LLC | HI | 64095 | KSBA | 20 | Batteries | MWH | BA | (P) Planned for installation, but regulatory approvals not initiated | 20
2023 | 12 | 63703 | Kahana Solar, LLC | IPP | Kahana Solar, LLC | HI | 64095 | KSSOL | 20 | Solar Photovoltaic | SUN | PV | (P) Planned for installation, but regulatory approvals not initiated | 20
2023 | 12 | 63504 | Kruger Energy Mantura Solar, LLC | IPP | Kruger Energy Mantura Solar, LLC | VA | 63822 | KEMS | 60 | Solar Photovoltaic | SUN | PV | (P) Planned for installation, but regulatory approvals not initiated | 60
2023 | 12 | 62664 | Lock 14 Hydro Partners, LLC | IPP | Heidelberg Hydroelectric Project | KY | 62749 | 1 | 0.5 | Conventional Hydroelectric | WAT | HY | (T) Regulatory approvals received. Not under construction | 0.5
2023 | 12 | 62664 | Lock 14 Hydro Partners, LLC | IPP | Heidelberg Hydroelectric Project | KY | 62749 | 2 | 0.5 | Conventional Hydroelectric | WAT | HY | (T) Regulatory approvals received. Not under construction | 0.5
2023 | 12 | 62664 | Lock 14 Hydro Partners, LLC | IPP | Heidelberg Hydroelectric Project | KY | 62749 | 3 | 0.5 | Conventional Hydroelectric | WAT | HY | (T) Regulatory approvals received. Not under construction | 0.5
2023 | 12 | 62664 | Lock 14 Hydro Partners, LLC | IPP | Heidelberg Hydroelectric Project | KY | 62749 | 4 | 0.5 | Conventional Hydroelectric | WAT | HY | (T) Regulatory approvals received. Not under construction | 0.5
2023 | 12 | 62664 | Lock 14 Hydro Partners, LLC | IPP | Heidelberg Hydroelectric Project | KY | 62749 | 5 | 0.5 | Conventional Hydroelectric | WAT | HY | (T) Regulatory approvals received. Not under construction | 0.5
2023 | 12 | 61459 | Minco Wind V, LLC | IPP | Minco Wind V, LLC | OK | 61837 | MV | 220 | Onshore Wind Turbine | WND | WT | (P) Planned for installation, but regulatory approvals not initiated | 220
2023 | 12 | 13407 | Nevada Power Co | Electric Utility | Dry Lake Solar Energy Center | NV | 63933 | DLES1 | 100 | Batteries | MWH | BA | (L) Regulatory approvals pending. Not under construction | 100
2023 | 12 | 13407 | Nevada Power Co | Electric Utility | Dry Lake Solar Energy Center | NV | 63933 | DLPV1 | 150 | Solar Photovoltaic | SUN | PV | (L) Regulatory approvals pending. Not under construction | 150
2023 | 12 | 63217 | Obsidian Solar Center LLC | IPP | Obsidian Solar Center | OR | 63488 | OBSLR | 400 | Solar Photovoltaic | SUN | PV | (P) Planned for installation, but regulatory approvals not initiated | 400
2023 | 12 | 63463 | Palomino Solar, LLC | IPP | Palomino Solar | OH | 63784 | PLMNO | 200 | Solar Photovoltaic | SUN | PV | (P) Planned for installation, but regulatory approvals not initiated | 200
2023 | 12 | 63821 | Pike Solar LLC | IPP | Pike Solar Hybrid | CO | 64212 | CO465 | 175 | Solar Photovoltaic | SUN | PV | (P) Planned for installation, but regulatory approvals not initiated | 175
2023 | 12 | 63821 | Pike Solar LLC | IPP | Pike Solar Hybrid | CO | 64212 | PSBES | 25 | Batteries | MWH | BA | (P) Planned for installation, but regulatory approvals not initiated | 25
2023 | 12 | 62689 | Piney Creek, LLC | IPP | Piney Creek Solar | VA | 62768 | PCSOL | 80 | Solar Photovoltaic | SUN | PV | (P) Planned for installation, but regulatory approvals not initiated | 80
2023 | 12 | 61331 | Popular Camp Wind Farm LLC | IPP | Poplar Camp Wind Farm | VA | 61111 | PC1 | 72 | Onshore Wind Turbine | WND | WT | (P) Planned for installation, but regulatory approvals not initiated | 72
2023 | 12 | 60229 | Quail Holdings, LLC | IPP | Quail Holdings | NC | 60434 | PV1 | 25 | Solar Photovoltaic | SUN | PV | (L) Regulatory approvals pending. Not under construction | 25
2023 | 12 | 56215 | RWE Renewables Americas LLC | IPP | Pinckard Solar | AL | 62787 | PCKND | 79.7 | Solar Photovoltaic | SUN | PV | (P) Planned for installation, but regulatory approvals not initiated | 85.1
2023 | 12 | 61906 | Rye Development | IPP | Allegheny L&D2 Hydroelectric Project | PA | 62401 | NA2 | 2.5 | Conventional Hydroelectric | WAT | HY | (P) Planned for installation, but regulatory approvals not initiated | 4.5
2023 | 12 | 61906 | Rye Development | IPP | Emsworth L&D Hydroelectric Project | PA | 62433 | NA3 | 5 | Conventional Hydroelectric | WAT | HY | (P) Planned for installation, but regulatory approvals not initiated | 6.8
2023 | 12 | 61906 | Rye Development | IPP | Montgomery L&D Hydroelectric Project | PA | 62400 | NA3 | 5.5 | Conventional Hydroelectric | WAT | HY | (P) Planned for installation, but regulatory approvals not initiated | 6.8
2023 | 12 | 63954 | Shepherd's Run Solar | IPP | Shepherd's Run Solar | NY | 64188 | PV | 60 | Solar Photovoltaic | SUN | PV | (P) Planned for installation, but regulatory approvals not initiated | 60
2023 | 12 | 62023 | Skeleton Creek Energy Center | IPP | Skeleton Creek Energy Center Hybrid | OK | 62494 | SCBAT | 200 | Batteries | MWH | BA | (P) Planned for installation, but regulatory approvals not initiated | 200
2023 | 12 | 62023 | Skeleton Creek Energy Center | IPP | Skeleton Creek Energy Center Hybrid | OK | 62494 | SCSOL | 250 | Solar Photovoltaic | SUN | PV | (P) Planned for installation, but regulatory approvals not initiated | 250
2023 | 12 | 63140 | Three Rivers Solar Power, LLC | IPP | Three Rivers Solar Power, LLC | ME | 63386 | 3RIVS | 100 | Solar Photovoltaic | SUN | PV | (U) Under construction, less than or equal to 50 percent complete | 100
2023 | 12 | 59056 | Tri Global Energy, LLC | IPP | Cone Renewable Energy Project, LLC | TX | 60272 | WT1 | 300 | Onshore Wind Turbine | WND | WT | (P) Planned for installation, but regulatory approvals not initiated | 300
2023 | 12 | 59056 | Tri Global Energy, LLC | IPP | Crosby County Wind Farm, LLC | TX | 60273 | WT1 | 120 | Onshore Wind Turbine | WND | WT | (P) Planned for installation, but regulatory approvals not initiated | 120
2023 | 12 | 59056 | Tri Global Energy, LLC | IPP | Easter | TX | 59971 | ESTR1 | 300 | Onshore Wind Turbine | WND | WT | (P) Planned for installation, but regulatory approvals not initiated | 300
2023 | 12 | 63527 | Westlands Cherry, LLC | IPP | Cherry | CA | 63850 | CHERY | 249.7 | Solar Photovoltaic | SUN | PV | (L) Regulatory approvals pending. Not under construction | 249.7
2023 | 12 | 63528 | Westlands Grape, LLC | IPP | Grape | CA | 63851 | GRAPE | 246.4 | Solar Photovoltaic | SUN | PV | (L) Regulatory approvals pending. Not under construction | 246.4
2023 | 12 | 63961 | White Rock Wind East, LLC | IPP | White Rock East Wind Project | OK | 64341 | WRE | 200 | Onshore Wind Turbine | WND | WT | (L) Regulatory approvals pending. Not under construction | 200
2023 | 12 | 63960 | White Rock Wind West, LLC | IPP | White Rock West Wind Project | OK | 64340 | WRW | 100 | Onshore Wind Turbine | WND | WT | (L) Regulatory approvals pending. Not under construction | 100
2023 | 12 | 20847 | Wisconsin Electric Power Co | Electric Utility | Darien Solar | WI | 64534 | 1 | 250 | Solar Photovoltaic | SUN | PV | (L) Regulatory approvals pending. Not under construction | 250
2023 | 12 | 20847 | Wisconsin Electric Power Co | Electric Utility | Darien Solar | WI | 64534 | 2 | 75 | Batteries | MWH | BA | (L) Regulatory approvals pending. Not under construction | 75
2024 | 1 | 64268 | Black Rock Solar LLC | IPP | Black Rock Solar LLC | WA | 64671 | KOV4A | 100 | Solar Photovoltaic | SUN | PV | (T) Regulatory approvals received. Not under construction | 100
2024 | 1 | 2719 | CalWind Resources Inc | IPP | Tehachapi Wind Resource II | CA | 54909 | PLAN | 15.5 | Onshore Wind Turbine | WND | WT | (P) Planned for installation, but regulatory approvals not initiated | 15.5
2024 | 1 | 10623 | City of Lakeland - (FL) | Electric Utility | C D McIntosh Jr | FL | 676 | IC3 | 20 | Natural Gas Internal Combustion Engine | NG | IC | (P) Planned for installation, but regulatory approvals not initiated | 20
2024 | 1 | 10623 | City of Lakeland - (FL) | Electric Utility | C D McIntosh Jr | FL | 676 | IC4 | 20 | Natural Gas Internal Combustion Engine | NG | IC | (P) Planned for installation, but regulatory approvals not initiated | 20
2024 | 1 | 10623 | City of Lakeland - (FL) | Electric Utility | C D McIntosh Jr | FL | 676 | IC5 | 20 | Natural Gas Internal Combustion Engine | NG | IC | (P) Planned for installation, but regulatory approvals not initiated | 20
2024 | 1 | 10623 | City of Lakeland - (FL) | Electric Utility | C D McIntosh Jr | FL | 676 | IC6 | 20 | Natural Gas Internal Combustion Engine | NG | IC | (P) Planned for installation, but regulatory approvals not initiated | 20
2024 | 1 | 10623 | City of Lakeland - (FL) | Electric Utility | C D McIntosh Jr | FL | 676 | IC7 | 20 | Natural Gas Internal Combustion Engine | NG | IC | (P) Planned for installation, but regulatory approvals not initiated | 20
2024 | 1 | 10623 | City of Lakeland - (FL) | Electric Utility | C D McIntosh Jr | FL | 676 | PV6 | 50 | Solar Photovoltaic | SUN | PV | (P) Planned for installation, but regulatory approvals not initiated | 50
2024 | 1 | 8153 | Hartford Steam Co | Commercial | Hartford Hospital Cogeneration | CT | 52061 | GEN5 | 5.4 | Natural Gas Fired Combined Cycle | NG | CC | (P) Planned for installation, but regulatory approvals not initiated | 5.5
2024 | 1 | 64169 | Prairie Solar LLC | IPP | Prairie Solar LLC | IL | 64536 | KOV4A | 150 | Solar Photovoltaic | SUN | PV | (T) Regulatory approvals received. Not under construction | 150
2024 | 2 | 59613 | BayWa r.e. Solar Projects LLC | IPP | Bluebird Solar LLC | KY | 62797 | BBIRD | 80 | Solar Photovoltaic | SUN | PV | (P) Planned for installation, but regulatory approvals not initiated | 80
2024 | 2 | 60836 | NTE Connecticut, LLC | IPP | Killingly Energy Center | CT | 61239 | KEC | 381.9 | Natural Gas Fired Combined Cycle | NG | CT | (L) Regulatory approvals pending. Not under construction | 492
2024 | 2 | 60836 | NTE Connecticut, LLC | IPP | Killingly Energy Center | CT | 61239 | KEC2 | 262.9 | Natural Gas Fired Combined Cycle | NG | CA | (L) Regulatory approvals pending. Not under construction | 351
2024 | 3 | 63465 | Candela Renewables, LLC | IPP | Rough Hat 2 | NV | 63783 | RH2 | 400 | Solar Photovoltaic | SUN | PV | (P) Planned for installation, but regulatory approvals not initiated | 400
2024 | 3 | 63726 | Renewable Energy Ventures LLC | IPP | Forest Grove - Dodd | TX | 64131 | ESS1 | 100 | Batteries | MWH | BA | (P) Planned for installation, but regulatory approvals not initiated | 100.2
2024 | 4 | 64264 | Bolthouse Solar LLC | IPP | Bolthouse Solar LLC | CA | 64668 | KOV4A | 3 | Solar Photovoltaic | SUN | PV | (T) Regulatory approvals received. Not under construction | 3
2024 | 4 | 64166 | Brushy Creek Solar LLC | IPP | Brushy Creek Solar LLC | TX | 64539 | KOV4A | 177 | Solar Photovoltaic | SUN | PV | (T) Regulatory approvals received. Not under construction | 177
2024 | 4 | 62895 | Vineyard Wind LLC | IPP | Vineyard Wind 1 | MA | 63093 | VW01 | 800 | Offshore Wind Turbine | WND | WS | (L) Regulatory approvals pending. Not under construction | 800
2024 | 5 | 64085 | American Beech Solar LLC | IPP | American Beech Solar LLC | NC | 64430 | KOV4A | 110 | Solar Photovoltaic | SUN | PV | (T) Regulatory approvals received. Not under construction | 110
2024 | 5 | 64165 | Knickerbocker Solar LLC | IPP | Knickerbocker Solar LLC | TX | 64540 | KOV4A | 200 | Solar Photovoltaic | SUN | PV | (T) Regulatory approvals received. Not under construction | 200
2024 | 5 | 63720 | Ocean Wind, LLC | IPP | Ocean Wind | NJ | 64082 | OCW01 | 1100 | Offshore Wind Turbine | WND | WS | (L) Regulatory approvals pending. Not under construction | 1100
2024 | 6 | 64245 | 90FI 8me, LLC | IPP | Kingsley Solar Farm | CA | 64634 | 90FI8 | 360 | Solar Photovoltaic | SUN | PV | (P) Planned for installation, but regulatory approvals not initiated | 360
2024 | 6 | 64245 | 90FI 8me, LLC | IPP | Kingsley Solar Farm | CA | 64634 | 90FIB | 360 | Batteries | MWH | BA | (P) Planned for installation, but regulatory approvals not initiated | 360
2024 | 6 | 64267 | Big Creek Solar LLC | IPP | Big Creek Solar LLC | AR | 64670 | KOV4A | 400 | Solar Photovoltaic | SUN | PV | (T) Regulatory approvals received. Not under construction | 400
2024 | 6 | 62733 | Cranberry Point Energy Storage LLC | IPP | Cranberry Point Energy Storage | MA | 62844 | NA | 150 | Batteries | MWH | BA | (P) Planned for installation, but regulatory approvals not initiated | 150
2024 | 6 | 61638 | Harrison Power LLC | IPP | Cadiz Power Plant | OH | 62153 | GEN 1 | 550 | Natural Gas Fired Combined Cycle | NG | CS | (P) Planned for installation, but regulatory approvals not initiated | 660
2024 | 6 | 63577 | MEC South | IPP | MEC South | MI | 63912 | MECS | 500 | Natural Gas Fired Combined Cycle | NG | CS | (L) Regulatory approvals pending. Not under construction | 500
2024 | 6 | 61906 | Rye Development | IPP | Grays Landing L&D Hydroelectric Project | PA | 62388 | NA1 | 4.5 | Conventional Hydroelectric | WAT | HY | (P) Planned for installation, but regulatory approvals not initiated | 6
2024 | 6 | 61906 | Rye Development | IPP | Overton Hydroelectric Project | LA | 62391 | NA1 | 5.5 | Conventional Hydroelectric | WAT | HY | (P) Planned for installation, but regulatory approvals not initiated | 8.1
2024 | 6 | 61906 | Rye Development | IPP | Overton Hydroelectric Project | LA | 62391 | NA2 | 5.5 | Conventional Hydroelectric | WAT | HY | (P) Planned for installation, but regulatory approvals not initiated | 8.1
2024 | 6 | 63488 | Shady Hills Energy Center, LLC | IPP | Shady Hills Combined Cycle Facility | FL | 63802 | G001 | 546 | Natural Gas Fired Combined Cycle | NG | CS | (U) Under construction, less than or equal to 50 percent complete | 573
2024 | 6 | 62650 | Victorville Energy Center, LLC | Industrial | Victorville Energy Center, LLC (CA) | CA | 62726 | 1 | 20.1 | All Other | WH | ST | (P) Planned for installation, but regulatory approvals not initiated | 20.1
2024 | 7 | 60835 | NTE Carolinas II, LLC | IPP | Reidsville Energy Center | NC | 61240 | REC | 259 | Natural Gas Fired Combined Cycle | NG | CT | (T) Regulatory approvals received. Not under construction | 310.2
2024 | 7 | 60835 | NTE Carolinas II, LLC | IPP | Reidsville Energy Center | NC | 61240 | REC2 | 227 | Natural Gas Fired Combined Cycle | NG | CA | (T) Regulatory approvals received. Not under construction | 233.7
2024 | 7 | 60473 | Renovo Energy Center | IPP | Renovo Energy Center | PA | 60786 | RECNY | 480 | Natural Gas Fired Combined Cycle | NG | CS | (L) Regulatory approvals pending. Not under construction | 513
2024 | 7 | 60473 | Renovo Energy Center | IPP | Renovo Energy Center | PA | 60786 | RECPJ | 480 | Natural Gas Fired Combined Cycle | NG | CS | (L) Regulatory approvals pending. Not under construction | 513
2024 | 7 | 61906 | Rye Development | IPP | Grays Landing L&D Hydroelectric Project | PA | 62388 | NA2 | 4.5 | Conventional Hydroelectric | WAT | HY | (P) Planned for installation, but regulatory approvals not initiated | 6
2024 | 7 | 61906 | Rye Development | IPP | Overton Hydroelectric Project | LA | 62391 | NA3 | 5.5 | Conventional Hydroelectric | WAT | HY | (P) Planned for installation, but regulatory approvals not initiated | 8.1
2024 | 7 | 61906 | Rye Development | IPP | Overton Hydroelectric Project | LA | 62391 | NA4 | 5.5 | Conventional Hydroelectric | WAT | HY | (P) Planned for installation, but regulatory approvals not initiated | 8.1
2024 | 8 | 61906 | Rye Development | IPP | Morgantown L&D Hydroelectric Project | WV | 62387 | NA1 | 1.5 | Conventional Hydroelectric | WAT | HY | (P) Planned for installation, but regulatory approvals not initiated | 2.5
2024 | 8 | 61906 | Rye Development | IPP | Opekiska L&D Hydroelectric Project | WV | 62386 | NA1 | 2 | Conventional Hydroelectric | WAT | HY | (P) Planned for installation, but regulatory approvals not initiated | 3
2024 | 8 | 61906 | Rye Development | IPP | Overton Hydroelectric Project | LA | 62391 | NA5 | 5.5 | Conventional Hydroelectric | WAT | HY | (P) Planned for installation, but regulatory approvals not initiated | 8.1
2024 | 8 | 61906 | Rye Development | IPP | Overton Hydroelectric Project | LA | 62391 | NA6 | 5.5 | Conventional Hydroelectric | WAT | HY | (P) Planned for installation, but regulatory approvals not initiated | 8.1
2024 | 9 | 61906 | Rye Development | IPP | Morgantown L&D Hydroelectric Project | WV | 62387 | NA2 | 1.5 | Conventional Hydroelectric | WAT | HY | (P) Planned for installation, but regulatory approvals not initiated | 2.5
2024 | 9 | 61906 | Rye Development | IPP | Opekiska L&D Hydroelectric Project | WV | 62386 | NA2 | 2 | Conventional Hydroelectric | WAT | HY | (P) Planned for installation, but regulatory approvals not initiated | 3
2024 | 10 | 63465 | Candela Renewables, LLC | IPP | Rough Hat | NV | 63782 | RH1 | 400 | Solar Photovoltaic | SUN | PV | (P) Planned for installation, but regulatory approvals not initiated | 400
2024 | 10 | 5416 | Duke Energy Carolinas, LLC | Electric Utility | Lincoln Combustion | NC | 7277 | 17 | 517 | Natural Gas Fired Combustion Turbine | NG | GT | (V) Under construction, more than 50 percent complete | 536.4
2024 | 10 | 60971 | NYC ENERGY LLC | IPP | NISA Electric Generation Project | NY | 61331 | GEN1 | 59.7 | Natural Gas Fired Combined Cycle | NG | CT | (T) Regulatory approvals received. Not under construction | 70.5
2024 | 10 | 60971 | NYC ENERGY LLC | IPP | NISA Electric Generation Project | NY | 61331 | STG1 | 20.2 | Natural Gas Fired Combined Cycle | NG | CA | (T) Regulatory approvals received. Not under construction | 22
2024 | 10 | 61906 | Rye Development | IPP | Beverly L&D Hydroelectric Project | OH | 62403 | NA1 | 1.2 | Conventional Hydroelectric | WAT | HY | (P) Planned for installation, but regulatory approvals not initiated | 1.5
2024 | 10 | 61906 | Rye Development | IPP | Devola L&D Hydroelectric Project | OH | 62435 | NA1 | 1 | Conventional Hydroelectric | WAT | HY | (P) Planned for installation, but regulatory approvals not initiated | 2
2024 | 10 | 61906 | Rye Development | IPP | Enid Lake Hydroelectric Project | MS | 62432 | NA1 | 1.5 | Conventional Hydroelectric | WAT | HY | (P) Planned for installation, but regulatory approvals not initiated | 2.5
2024 | 10 | 61906 | Rye Development | IPP | Lowell L&D Hydroelectric Project | OH | 62429 | NA1 | 2 | Conventional Hydroelectric | WAT | HY | (P) Planned for installation, but regulatory approvals not initiated | 2.5
2024 | 10 | 61906 | Rye Development | IPP | Monongahela L&D4 Hydroelectric Project | PA | 62404 | NA1 | 4.5 | Conventional Hydroelectric | WAT | HY | (P) Planned for installation, but regulatory approvals not initiated | 6
2024 | 10 | 61906 | Rye Development | IPP | Philo L&D Hydroelectric Project | OH | 62427 | NA1 | 1.2 | Conventional Hydroelectric | WAT | HY | (P) Planned for installation, but regulatory approvals not initiated | 1.5
2024 | 10 | 61906 | Rye Development | IPP | Rokeby L&D Hydroelectric Project | OH | 62426 | NA1 | 1.5 | Conventional Hydroelectric | WAT | HY | (P) Planned for installation, but regulatory approvals not initiated | 2
2024 | 10 | 61906 | Rye Development | IPP | Sardis Lake Hydroelectric Project | MS | 62425 | NA1 | 5.5 | Conventional Hydroelectric | WAT | HY | (P) Planned for installation, but regulatory approvals not initiated | 7.5
2024 | 11 | 63966 | Emerick Wind, LLC | IPP | Emerick Wind | NE | 64344 | 9999 | 300 | Onshore Wind Turbine | WND | WT | (L) Regulatory approvals pending. Not under construction | 300
2024 | 11 | 61906 | Rye Development | IPP | Beverly L&D Hydroelectric Project | OH | 62403 | NA2 | 1.2 | Conventional Hydroelectric | WAT | HY | (P) Planned for installation, but regulatory approvals not initiated | 1.5
2024 | 11 | 61906 | Rye Development | IPP | Devola L&D Hydroelectric Project | OH | 62435 | NA2 | 1 | Conventional Hydroelectric | WAT | HY | (P) Planned for installation, but regulatory approvals not initiated | 2
2024 | 11 | 61906 | Rye Development | IPP | Emsworth BC Hydroelectric Project | PA | 62434 | NA1 | 3 | Conventional Hydroelectric | WAT | HY | (P) Planned for installation, but regulatory approvals not initiated | 6
2024 | 11 | 61906 | Rye Development | IPP | Enid Lake Hydroelectric Project | MS | 62432 | NA2 | 1.5 | Conventional Hydroelectric | WAT | HY | (P) Planned for installation, but regulatory approvals not initiated | 2.5
2024 | 11 | 61906 | Rye Development | IPP | Lowell L&D Hydroelectric Project | OH | 62429 | NA2 | 2 | Conventional Hydroelectric | WAT | HY | (P) Planned for installation, but regulatory approvals not initiated | 2.5
2024 | 11 | 61906 | Rye Development | IPP | Malta L&D Hydroelectric Project | OH | 62428 | NA1 | 1 | Conventional Hydroelectric | WAT | HY | (P) Planned for installation, but regulatory approvals not initiated | 2
2024 | 11 | 61906 | Rye Development | IPP | Malta L&D Hydroelectric Project | OH | 62428 | NA2 | 1 | Conventional Hydroelectric | WAT | HY | (P) Planned for installation, but regulatory approvals not initiated | 2
2024 | 11 | 61906 | Rye Development | IPP | Maxwell L&D Hydroelectric Project | PA | 62385 | NA1 | 4.5 | Conventional Hydroelectric | WAT | HY | (P) Planned for installation, but regulatory approvals not initiated | 6
2024 | 11 | 61906 | Rye Development | IPP | Monongahela L&D4 Hydroelectric Project | PA | 62404 | NA2 | 4.5 | Conventional Hydroelectric | WAT | HY | (P) Planned for installation, but regulatory approvals not initiated | 6
2024 | 11 | 61906 | Rye Development | IPP | Philo L&D Hydroelectric Project | OH | 62427 | NA2 | 1.2 | Conventional Hydroelectric | WAT | HY | (P) Planned for installation, but regulatory approvals not initiated | 1.5
2024 | 11 | 61906 | Rye Development | IPP | Point Marion L&D Hydroelectric Project | PA | 62384 | NA1 | 1.5 | Conventional Hydroelectric | WAT | HY | (P) Planned for installation, but regulatory approvals not initiated | 2.5
2024 | 11 | 61906 | Rye Development | IPP | Rokeby L&D Hydroelectric Project | OH | 62426 | NA2 | 1.5 | Conventional Hydroelectric | WAT | HY | (P) Planned for installation, but regulatory approvals not initiated | 2
2024 | 11 | 61906 | Rye Development | IPP | Sardis Lake Hydroelectric Project | MS | 62425 | NA2 | 5.5 | Conventional Hydroelectric | WAT | HY | (P) Planned for installation, but regulatory approvals not initiated | 7.5
2024 | 12 | 60799 | 33UI 8me LLC | IPP | Gale 1 Solar | UT | 61170 | 33UI8 | 300 | Solar Photovoltaic | SUN | PV | (P) Planned for installation, but regulatory approvals not initiated | 300
2024 | 12 | 64246 | 99MT 8me, LLC | IPP | Sienna Solar Farm | CA | 64632 | 99MT8 | 200 | Solar Photovoltaic | SUN | PV | (P) Planned for installation, but regulatory approvals not initiated | 200
2024 | 12 | 64246 | 99MT 8me, LLC | IPP | Sienna Solar Farm | CA | 64632 | 99MTB | 200 | Batteries | MWH | BA | (P) Planned for installation, but regulatory approvals not initiated | 200
2024 | 12 | 58881 | Apex Bethel Energy Center | IPP | Apex Bethel Energy Center | TX | 59048 | ABEC1 | 158.5 | Natural Gas with Compressed Air Storage | NG | CE | (T) Regulatory approvals received. Not under construction | 158.5
2024 | 12 | 15399 | Avangrid Renewables LLC | IPP | Lund Hill | WA | 61045 | WT1 | 60 | Onshore Wind Turbine | WND | WT | (U) Under construction, less than or equal to 50 percent complete | 60
2024 | 12 | 56814 | Black Creek Renewable Energy LLC | IPP | Sampson County Disposal | NC | 57492 | GEN7 | 1.6 | Landfill Gas | LFG | IC | (T) Regulatory approvals received. Not under construction | 1.6
2024 | 12 | 56814 | Black Creek Renewable Energy LLC | IPP | Sampson County Disposal | NC | 57492 | GEN8 | 1.6 | Landfill Gas | LFG | IC | (T) Regulatory approvals received. Not under construction | 1.6
2024 | 12 | 56769 | Consolidated Edison Development Inc. | IPP | Arlington Valley Solar Energy I | AZ | 57679 | AVSE1 | 125 | Solar Photovoltaic | SUN | PV | (T) Regulatory approvals received. Not under construction | 127
2024 | 12 | 64174 | FPS Cedar Creek Solar LLC | IPP | Cedar Creek Solar | DE | 64543 | 1 | 114 | Solar Photovoltaic | SUN | PV | (P) Planned for installation, but regulatory approvals not initiated | 114
2024 | 12 | 64176 | FPS Potic Solar LLC | IPP | Potic Solar | NY | 64541 | 1 | 4.9 | Solar Photovoltaic | SUN | PV | (P) Planned for installation, but regulatory approvals not initiated | 4.9
2024 | 12 | 64074 | Freepoint Solar LLC | IPP | Alfred Solar | ME | 64501 | 1 | 50 | Solar Photovoltaic | SUN | PV | (P) Planned for installation, but regulatory approvals not initiated | 50
2024 | 12 | 49893 | Invenergy Services LLC | IPP | Changing Winds | TX | 59243 | CHAN1 | 288 | Onshore Wind Turbine | WND | WT | (P) Planned for installation, but regulatory approvals not initiated | 288
2024 | 12 | 58804 | Lake Erie Energy Development Corp | IPP | Icebreaker Offshore Wind Farm | OH | 58941 | WTG1 | 3.4 | Offshore Wind Turbine | WND | WS | (L) Regulatory approvals pending. Not under construction | 3.4
2024 | 12 | 58804 | Lake Erie Energy Development Corp | IPP | Icebreaker Offshore Wind Farm | OH | 58941 | WTG2 | 3.4 | Offshore Wind Turbine | WND | WS | (L) Regulatory approvals pending. Not under construction | 3.4
2024 | 12 | 58804 | Lake Erie Energy Development Corp | IPP | Icebreaker Offshore Wind Farm | OH | 58941 | WTG3 | 3.4 | Offshore Wind Turbine | WND | WS | (L) Regulatory approvals pending. Not under construction | 3.4
2024 | 12 | 58804 | Lake Erie Energy Development Corp | IPP | Icebreaker Offshore Wind Farm | OH | 58941 | WTG4 | 3.4 | Offshore Wind Turbine | WND | WS | (L) Regulatory approvals pending. Not under construction | 3.4
2024 | 12 | 58804 | Lake Erie Energy Development Corp | IPP | Icebreaker Offshore Wind Farm | OH | 58941 | WTG5 | 3.4 | Offshore Wind Turbine | WND | WS | (L) Regulatory approvals pending. Not under construction | 3.4
2024 | 12 | 58804 | Lake Erie Energy Development Corp | IPP | Icebreaker Offshore Wind Farm | OH | 58941 | WTG6 | 3.4 | Offshore Wind Turbine | WND | WS | (L) Regulatory approvals pending. Not under construction | 3.4
2024 | 12 | 62663 | Lock 13 Hydro Partners | IPP | Evelyn Hydroelectric Project | KY | 62748 | 1 | 0.6 | Conventional Hydroelectric | WAT | HY | (L) Regulatory approvals pending. Not under construction | 0.6
2024 | 12 | 62663 | Lock 13 Hydro Partners | IPP | Evelyn Hydroelectric Project | KY | 62748 | 2 | 0.6 | Conventional Hydroelectric | WAT | HY | (L) Regulatory approvals pending. Not under construction | 0.6
2024 | 12 | 62663 | Lock 13 Hydro Partners | IPP | Evelyn Hydroelectric Project | KY | 62748 | 3 | 0.6 | Conventional Hydroelectric | WAT | HY | (L) Regulatory approvals pending. Not under construction | 0.6
2024 | 12 | 62663 | Lock 13 Hydro Partners | IPP | Evelyn Hydroelectric Project | KY | 62748 | 4 | 0.6 | Conventional Hydroelectric | WAT | HY | (L) Regulatory approvals pending. Not under construction | 0.6
2024 | 12 | 62663 | Lock 13 Hydro Partners | IPP | Evelyn Hydroelectric Project | KY | 62748 | 5 | 0.6 | Conventional Hydroelectric | WAT | HY | (L) Regulatory approvals pending. Not under construction | 0.6
2024 | 12 | 61906 | Rye Development | IPP | Emsworth BC Hydroelectric Project | PA | 62434 | NA2 | 4 | Conventional Hydroelectric | WAT | HY | (P) Planned for installation, but regulatory approvals not initiated | 6
2024 | 12 | 61906 | Rye Development | IPP | Maxwell L&D Hydroelectric Project | PA | 62385 | NA2 | 4.5 | Conventional Hydroelectric | WAT | HY | (P) Planned for installation, but regulatory approvals not initiated | 6
2024 | 12 | 61906 | Rye Development | IPP | Point Marion L&D Hydroelectric Project | PA | 62384 | NA2 | 1.5 | Conventional Hydroelectric | WAT | HY | (P) Planned for installation, but regulatory approvals not initiated | 2.5
2024 | 12 | 63626 | Two Rivers Wind LLC | IPP | Two Rivers Wind Facility | WY | 63972 | TR1 | 280 | Onshore Wind Turbine | WND | WT | (L) Regulatory approvals pending. Not under construction | 290
2025 | 1 | 7189 | Gila Bend Power Partners LLC | IPP | Gila Bend Power Generation Station | AZ | 55507 | 1 | 156 | Natural Gas Fired Combined Cycle | NG | CT | (L) Regulatory approvals pending. Not under construction | 170
2025 | 1 | 61596 | Lincoln Land Energy Center LLC | IPP | Lincoln Land Energy Center | IL | 62022 | GEN1 | 520 | Natural Gas Fired Combined Cycle | NG | CS | (P) Planned for installation, but regulatory approvals not initiated | 638.4
2025 | 1 | 61596 | Lincoln Land Energy Center LLC | IPP | Lincoln Land Energy Center | IL | 62022 | GEN2 | 520 | Natural Gas Fired Combined Cycle | NG | CS | (P) Planned for installation, but regulatory approvals not initiated | 638.4
2025 | 1 | 64265 | Notch Peak Solar LLC | IPP | Notch Peak Solar LLC | UT | 64669 | KOV4A | 324 | Solar Photovoltaic | SUN | PV | (T) Regulatory approvals received. Not under construction | 324
2025 | 2 | 7189 | Gila Bend Power Partners LLC | IPP | Gila Bend Power Generation Station | AZ | 55507 | 2 | 156 | Natural Gas Fired Combined Cycle | NG | CT | (L) Regulatory approvals pending. Not under construction | 170
2025 | 2 | 7189 | Gila Bend Power Partners LLC | IPP | Gila Bend Power Generation Station | AZ | 55507 | 3 | 156 | Natural Gas Fired Combined Cycle | NG | CT | (L) Regulatory approvals pending. Not under construction | 170
2025 | 2 | 7189 | Gila Bend Power Partners LLC | IPP | Gila Bend Power Generation Station | AZ | 55507 | 4 | 390 | Natural Gas Fired Combined Cycle | NG | CA | (L) Regulatory approvals pending. Not under construction | 390
2025 | 3 | 63786 | Tygart LLC | IPP | Tygart Hydropower | WV | 64171 | 1 | 3 | Conventional Hydroelectric | WAT | HY | (L) Regulatory approvals pending. Not under construction | 10
2025 | 3 | 63786 | Tygart LLC | IPP | Tygart Hydropower | WV | 64171 | 2 | 3 | Conventional Hydroelectric | WAT | HY | (L) Regulatory approvals pending. Not under construction | 10
2025 | 3 | 63786 | Tygart LLC | IPP | Tygart Hydropower | WV | 64171 | 3 | 3 | Conventional Hydroelectric | WAT | HY | (L) Regulatory approvals pending. Not under construction | 10
2025 | 4 | 63558 | Chickahominy Power LLC | IPP | Chickahominy Power LLC | VA | 63886 | CP001 | 557.3 | Natural Gas Fired Combined Cycle | NG | CS | (T) Regulatory approvals received. Not under construction | 572.1
2025 | 4 | 61906 | Rye Development | IPP | Grenada Lake Hydroelectric Project | MS | 62430 | NA1 | 4 | Conventional Hydroelectric | WAT | HY | (P) Planned for installation, but regulatory approvals not initiated | 5
2025 | 5 | 63558 | Chickahominy Power LLC | IPP | Chickahominy Power LLC | VA | 63886 | CP002 | 557.3 | Natural Gas Fired Combined Cycle | NG | CS | (T) Regulatory approvals received. Not under construction | 572.1
2025 | 5 | 61906 | Rye Development | IPP | Grenada Lake Hydroelectric Project | MS | 62430 | NA2 | 4 | Conventional Hydroelectric | WAT | HY | (P) Planned for installation, but regulatory approvals not initiated | 5
2025 | 6 | 63558 | Chickahominy Power LLC | IPP | Chickahominy Power LLC | VA | 63886 | CP003 | 557.3 | Natural Gas Fired Combined Cycle | NG | CS | (T) Regulatory approvals received. Not under construction | 572.1
2025 | 6 | 58597 | Enivromission, Inc | IPP | La Paz Solar Tower | AZ | 58652 | 1 | 200 | Solar Thermal without Energy Storage | SUN | OT | (P) Planned for installation, but regulatory approvals not initiated | 200
2025 | 6 | 8153 | Hartford Steam Co | Commercial | Hartford Hospital Cogeneration | CT | 52061 | GEN6 | 6 | Natural Gas Fired Combustion Turbine | NG | GT | (P) Planned for installation, but regulatory approvals not initiated | 6
2025 | 6 | 63576 | MEC North | IPP | MEC North | MI | 63911 | MECN | 500 | Natural Gas Fired Combined Cycle | NG | CS | (T) Regulatory approvals received. Not under construction | 500
2025 | 6 | 61906 | Rye Development | IPP | Arkabutla Lake Hydroelectric Project | MS | 62402 | NA1 | 1.5 | Conventional Hydroelectric | WAT | HY | (P) Planned for installation, but regulatory approvals not initiated | 2.5
2025 | 7 | 11208 | Los Angeles Department of Water & Power | Electric Utility | Intermountain Power Project | UT | 6481 | 3 | 420 | Natural Gas Fired Combined Cycle | NG | CS | (P) Planned for installation, but regulatory approvals not initiated | 420
2025 | 7 | 11208 | Los Angeles Department of Water & Power | Electric Utility | Intermountain Power Project | UT | 6481 | 4 | 420 | Natural Gas Fired Combined Cycle | NG | CS | (P) Planned for installation, but regulatory approvals not initiated | 420
2025 | 7 | 61906 | Rye Development | IPP | Arkabutla Lake Hydroelectric Project | MS | 62402 | NA2 | 1.5 | Conventional Hydroelectric | WAT | HY | (P) Planned for installation, but regulatory approvals not initiated | 2.5
2025 | 10 | 58880 | Gallegos Wind Farm LLC | IPP | Gallegos Wind Farm, Phase 1 | NM | 59047 | GEN 1 | 180 | Onshore Wind Turbine | WND | WT | (P) Planned for installation, but regulatory approvals not initiated | 180
2025 | 12 | 61386 | C4GT, LLC | IPP | C4GT | VA | 61760 | C4GT | 1060 | Natural Gas Fired Combined Cycle | NG | CC | (P) Planned for installation, but regulatory approvals not initiated | 1060
2025 | 12 | 59365 | Capital Power Corporation | IPP | Nolin Hills Wind, LLC | OR | 60070 | GEN | 350 | Onshore Wind Turbine | WND | WT | (L) Regulatory approvals pending. Not under construction | 350
2025 | 12 | 60221 | North Slope LLC | IPP | North Slope, LLC | NY | 60420 | NSPV | 200 | Onshore Wind Turbine | WND | WT | (L) Regulatory approvals pending. Not under construction | 200
2025 | 12 | 58842 | Power Company of Wyoming LLC | IPP | Chokecherry and Sierra Madre Wind | WY | 58987 | I-A | 500 | Onshore Wind Turbine | WND | WT | (U) Under construction, less than or equal to 50 percent complete | 500
2025 | 12 | 58842 | Power Company of Wyoming LLC | IPP | Chokecherry and Sierra Madre Wind | WY | 58987 | I-B | 500 | Onshore Wind Turbine | WND | WT | (U) Under construction, less than or equal to 50 percent complete | 500
2025 | 12 | 58842 | Power Company of Wyoming LLC | IPP | Chokecherry and Sierra Madre Wind | WY | 58987 | I-C | 500 | Onshore Wind Turbine | WND | WT | (U) Under construction, less than or equal to 50 percent complete | 500
2025 | 12 | 61784 | Rolling Upland Wind Farm LLC | IPP | Rolling Upland Wind Farm LLC | NY | 62262 | GEN1 | 60 | Onshore Wind Turbine | WND | WT | (P) Planned for installation, but regulatory approvals not initiated | 60
2025 | 12 | 60599 | Washington Solar, LLC | IPP | Washington Solar | NC | 60948 | PV1 | 5 | Solar Photovoltaic | SUN | PV | (P) Planned for installation, but regulatory approvals not initiated | 5
2026 | 5 | 40575 | Utah Associated Mun Power Sys | Electric Utility | UAMPS Carbon Free Power Plant | ID | 61075 | NPM1 | 47.5 | Nuclear | NUC | ST | (P) Planned for installation, but regulatory approvals not initiated | 50
2026 | 6 | 40575 | Utah Associated Mun Power Sys | Electric Utility | UAMPS Carbon Free Power Plant | ID | 61075 | NPM2 | 47.5 | Nuclear | NUC | ST | (P) Planned for installation, but regulatory approvals not initiated | 50
2026 | 7 | 40575 | Utah Associated Mun Power Sys | Electric Utility | UAMPS Carbon Free Power Plant | ID | 61075 | NPM3 | 47.5 | Nuclear | NUC | ST | (P) Planned for installation, but regulatory approvals not initiated | 50
2026 | 9 | 40575 | Utah Associated Mun Power Sys | Electric Utility | UAMPS Carbon Free Power Plant | ID | 61075 | NPM4 | 47.5 | Nuclear | NUC | ST | (P) Planned for installation, but regulatory approvals not initiated | 50
2026 | 9 | 40575 | Utah Associated Mun Power Sys | Electric Utility | UAMPS Carbon Free Power Plant | ID | 61075 | NPM5 | 47.5 | Nuclear | NUC | ST | (P) Planned for installation, but regulatory approvals not initiated | 50
2026 | 10 | 40575 | Utah Associated Mun Power Sys | Electric Utility | UAMPS Carbon Free Power Plant | ID | 61075 | NPM6 | 47.5 | Nuclear | NUC | ST | (P) Planned for installation, but regulatory approvals not initiated | 50
2026 | 11 | 40575 | Utah Associated Mun Power Sys | Electric Utility | UAMPS Carbon Free Power Plant | ID | 61075 | NPM7 | 47.5 | Nuclear | NUC | ST | (P) Planned for installation, but regulatory approvals not initiated | 50
2026 | 12 | 58842 | Power Company of Wyoming LLC | IPP | Chokecherry and Sierra Madre Wind | WY | 58987 | II-A | 750 | Onshore Wind Turbine | WND | WT | (U) Under construction, less than or equal to 50 percent complete | 750
2026 | 12 | 58842 | Power Company of Wyoming LLC | IPP | Chokecherry and Sierra Madre Wind | WY | 58987 | II-B | 750 | Onshore Wind Turbine | WND | WT | (U) Under construction, less than or equal to 50 percent complete | 750
2026 | 12 | 63721 | Skipjack Offshore Energy, LLC | IPP | Skipjack Wind Farm | MD | 64083 | SJW01 | 120 | Offshore Wind Turbine | WND | WS | (L) Regulatory approvals pending. Not under construction | 120
2026 | 12 | 40575 | Utah Associated Mun Power Sys | Electric Utility | UAMPS Carbon Free Power Plant | ID | 61075 | NPM8 | 47.5 | Nuclear | NUC | ST | (P) Planned for installation, but regulatory approvals not initiated | 50
2027 | 1 | 5248 | Dominion Energy Inc | Electric Utility | Coastal Virginia Offshore Wind (CVOW) commercial project | VA | 64550 | CVOWC | 1265 | Offshore Wind Turbine | WND | WS | (P) Planned for installation, but regulatory approvals not initiated | 2640
2027 | 1 | 40575 | Utah Associated Mun Power Sys | Electric Utility | UAMPS Carbon Free Power Plant | ID | 61075 | NPM9 | 47.5 | Nuclear | NUC | ST | (P) Planned for installation, but regulatory approvals not initiated | 50
2027 | 2 | 40575 | Utah Associated Mun Power Sys | Electric Utility | UAMPS Carbon Free Power Plant | ID | 61075 | NPM10 | 47.5 | Nuclear | NUC | ST | (P) Planned for installation, but regulatory approvals not initiated | 50
2027 | 3 | 40575 | Utah Associated Mun Power Sys | Electric Utility | UAMPS Carbon Free Power Plant | ID | 61075 | NPM11 | 47.5 | Nuclear | NUC | ST | (P) Planned for installation, but regulatory approvals not initiated | 50
2027 | 4 | 40575 | Utah Associated Mun Power Sys | Electric Utility | UAMPS Carbon Free Power Plant | ID | 61075 | NPM12 | 47.5 | Nuclear | NUC | ST | (P) Planned for installation, but regulatory approvals not initiated | 50
2027 | 12 | 60064 | Clean Path Energy Center, LLC | IPP | Clean Path Energy Center | NM | 60289 | CPEC1 | 680 | Natural Gas Fired Combined Cycle | NG | CC | (P) Planned for installation, but regulatory approvals not initiated | 680
2027 | 12 | 60223 | Ketchikan Electric Company | Electric Utility | Mahoney Lake Hydroelectric | AK | 59027 | GEN 1 | 9.6 | Conventional Hydroelectric | WAT | HY | (P) Planned for installation, but regulatory approvals not initiated | 9.6
NOTES: Capacity from facilities with a total generator nameplate capacity less than 1 MW are excluded from this table. Entity ID and Plant ID are official, unique identification numbers assigned by EIA; Generator IDs are assigned by plant owners and/or operators. Descriptions for the Energy Source Codes and the Prime Mover Codes listed in the table can be found in the Technical Notes. Sources: U.S. Energy Information Administration, Form EIA-860, 'Annual Electric Generator Report' and Form EIA-860M, 'Monthly Update to the Annual Electric Generator Report.'