## Table_6_05
Table 6.5. Planned U.S. Electric Generating Unit Additions
Year | Month | Entity ID | Entity Name | Plant Producer Type | Plant Name | Plant State | Plant ID | Generator ID | Net Summer Capacity (MW) | Technology | Energy Source Code | Prime Mover Code | Status | Nameplate Capacity (MW)
2022 | 8 | 61012 | AES Distributed Energy | IPP | Brookwood Drive | MA | 64727 | BESS | 3 | Batteries | MWH | BA | (TS) Construction complete, but not yet in commercial operation | 3
2022 | 8 | 61012 | AES Distributed Energy | IPP | Brookwood Drive | MA | 64727 | BRKWD | 5 | Solar Photovoltaic | SUN | PV | (TS) Construction complete, but not yet in commercial operation | 5
2022 | 8 | 61012 | AES Distributed Energy | IPP | Letts Creek Solar, LLC | MI | 64568 | LETTS | 15 | Solar Photovoltaic | SUN | PV | (V) Under construction, more than 50 percent complete | 15
2022 | 8 | 61012 | AES Distributed Energy | IPP | Pullman Solar, LLC | MI | 64581 | PULMN | 20 | Solar Photovoltaic | SUN | PV | (V) Under construction, more than 50 percent complete | 20
2022 | 8 | 61012 | AES Distributed Energy | IPP | West Haydenville PJ | MA | 64726 | BESS | 3.6 | Batteries | MWH | BA | (TS) Construction complete, but not yet in commercial operation | 3.6
2022 | 8 | 61012 | AES Distributed Energy | IPP | West Haydenville PJ | MA | 64726 | WHAYD | 5 | Solar Photovoltaic | SUN | PV | (TS) Construction complete, but not yet in commercial operation | 5
2022 | 8 | 19740 | AES Wind Generation Inc | IPP | Mountain View I&2 | CA | 55719 | MVWR | 70.9 | Onshore Wind Turbine | WND | WT | (TS) Construction complete, but not yet in commercial operation | 70.9
2022 | 8 | 60496 | Adapture Renewables, Inc. | IPP | North Stonington Solar Center, LLC | CT | 62318 | PAWCA | 15 | Solar Photovoltaic | SUN | PV | (V) Under construction, more than 50 percent complete | 15
2022 | 8 | 64722 | Allie L.L.C. | IPP | Allie L.L.C. | MN | 65381 | PAPE | 1 | Solar Photovoltaic | SUN | PV | (U) Under construction, less than or equal to 50 percent complete | 1
2022 | 8 | 64144 | Arlington Energy Center II | IPP | Arlington Energy Center II | CA | 64481 | AEC2B | 132 | Batteries | MWH | BA | (U) Under construction, less than or equal to 50 percent complete | 132
2022 | 8 | 64199 | Arlington Energy Center III | IPP | Arlington Energy Center III | CA | 64564 | AEC3 | 131 | Solar Photovoltaic | SUN | PV | (V) Under construction, more than 50 percent complete | 131
2022 | 8 | 64199 | Arlington Energy Center III | IPP | Arlington Energy Center III | CA | 64564 | AEC3B | 110 | Batteries | MWH | BA | (U) Under construction, less than or equal to 50 percent complete | 110
2022 | 8 | 64568 | BT Noble Solar, LLC | IPP | Noble Solar | TX | 65271 | NBSLR | 275 | Solar Photovoltaic | SUN | PV | (V) Under construction, more than 50 percent complete | 275
2022 | 8 | 57421 | BayWa r.e Wind LLC | IPP | Schumann Wind Farm | OR | 65737 | SCH | 8 | Onshore Wind Turbine | WND | WT | (V) Under construction, more than 50 percent complete | 8
2022 | 8 | 64249 | Big River Solar, LLC | IPP | Big River Solar | IL | 64637 | BRS | 149 | Solar Photovoltaic | SUN | PV | (TS) Construction complete, but not yet in commercial operation | 149
2022 | 8 | 64310 | Bronx Community Clean Energy Project LLC | IPP | Fuel Cell 3245 Yates Avenue | NY | 64747 | C3245 | 5 | Other Natural Gas | NG | FC | (V) Under construction, more than 50 percent complete | 5
2022 | 8 | 64564 | Byrd Ranch Storage LLC | IPP | Byrd Ranch Storage | TX | 65259 | P1 | 50 | Batteries | MWH | BA | (U) Under construction, less than or equal to 50 percent complete | 50
2022 | 8 | 64430 | Calpine Greenleaf Holding, Inc. | Electric CHP | Greenleaf 1 | CA | 10350 | CTGA | 30 | Natural Gas Fired Combustion Turbine | NG | GT | (TS) Construction complete, but not yet in commercial operation | 34.9
2022 | 8 | 64430 | Calpine Greenleaf Holding, Inc. | Electric CHP | Greenleaf 1 | CA | 10350 | CTGB | 30 | Natural Gas Fired Combustion Turbine | NG | GT | (TS) Construction complete, but not yet in commercial operation | 34.9
2022 | 8 | 1871 | City of Blooming Prairie - (MN) | Electric Utility | Blooming Prairie | MN | 1966 | 8 | 1.8 | Petroleum Liquids | DFO | IC | (U) Under construction, less than or equal to 50 percent complete | 1.8
2022 | 8 | 11332 | City of Luverne - (MN) | Electric Utility | Luverne | MN | 1990 | 5A | 3.1 | Petroleum Liquids | DFO | IC | (V) Under construction, more than 50 percent complete | 3.1
2022 | 8 | 11332 | City of Luverne - (MN) | Electric Utility | Luverne | MN | 1990 | 5B | 3.1 | Petroleum Liquids | DFO | IC | (V) Under construction, more than 50 percent complete | 3.1
2022 | 8 | 16295 | City of Roseville - (CA) | Electric Utility | Roseville Energy Park | CA | 56298 | 0004 | 30 | Natural Gas Fired Combustion Turbine | NG | GT | (TS) Construction complete, but not yet in commercial operation | 30
2022 | 8 | 16295 | City of Roseville - (CA) | Electric Utility | Roseville Energy Park | CA | 56298 | 0005 | 30 | Natural Gas Fired Combustion Turbine | NG | GT | (TS) Construction complete, but not yet in commercial operation | 30
2022 | 8 | 57365 | Consolidated Edison Solutions Inc | IPP | Mt Pleasant Community Center | NY | 64442 | MPES | 0.7 | Batteries | MWH | BA | (V) Under construction, more than 50 percent complete | 0.7
2022 | 8 | 57365 | Consolidated Edison Solutions Inc | IPP | Mt Pleasant Community Center | NY | 64442 | MPPV | 0.5 | Solar Photovoltaic | SUN | PV | (V) Under construction, more than 50 percent complete | 0.5
2022 | 8 | 5248 | Dominion Energy Inc | Electric Utility | Grassfield Solar | VA | 64135 | GFSO | 20 | Solar Photovoltaic | SUN | PV | (V) Under construction, more than 50 percent complete | 20
2022 | 8 | 58468 | Dominion Renewable Energy | IPP | Meherrin Solar | VA | 62758 | MEHER | 59.6 | Solar Photovoltaic | SUN | PV | (V) Under construction, more than 50 percent complete | 59.6
2022 | 8 | 62911 | Drew Solar LLC | IPP | Drew Solar LLC | CA | 63127 | DS | 100 | Solar Photovoltaic | SUN | PV | (V) Under construction, more than 50 percent complete | 100
2022 | 8 | 6455 | Duke Energy Florida, LLC | Electric Utility | Cape San Blas | FL | 63996 | ES1 | 5.5 | Batteries | MWH | BA | (V) Under construction, more than 50 percent complete | 5.5
2022 | 8 | 6455 | Duke Energy Florida, LLC | Electric Utility | Charlie Creek Solar Power Plant | FL | 63982 | PV1 | 74.9 | Solar Photovoltaic | SUN | PV | (V) Under construction, more than 50 percent complete | 74.9
2022 | 8 | 6455 | Duke Energy Florida, LLC | Electric Utility | Fort Green Solar Power Plant | FL | 64533 | PV1 | 74.9 | Solar Photovoltaic | SUN | PV | (V) Under construction, more than 50 percent complete | 74.9
2022 | 8 | 6455 | Duke Energy Florida, LLC | Electric Utility | Jennings Energy Storage Facility | FL | 63998 | ES1 | 5.5 | Batteries | MWH | BA | (V) Under construction, more than 50 percent complete | 5.5
2022 | 8 | 6455 | Duke Energy Florida, LLC | Electric Utility | Lake Placid Solar Power Plant | FL | 62541 | ES1 | 17.3 | Batteries | MWH | BA | (V) Under construction, more than 50 percent complete | 17.3
2022 | 8 | 6455 | Duke Energy Florida, LLC | Electric Utility | Micanopy Energy Storage Facility | FL | 63999 | ES1 | 8.3 | Batteries | MWH | BA | (V) Under construction, more than 50 percent complete | 8.3
2022 | 8 | 55729 | Duke Energy Kentucky Inc | Electric Utility | Aero Solar Facility | KY | 65027 | PV1 | 2 | Solar Photovoltaic | SUN | PV | (V) Under construction, more than 50 percent complete | 2
2022 | 8 | 58970 | Ecoplexus, Inc | IPP | CSP Los Angeles | CA | 65182 | CSLPA | 2.3 | Solar Photovoltaic | SUN | PV | (TS) Construction complete, but not yet in commercial operation | 2.3
2022 | 8 | 58970 | Ecoplexus, Inc | IPP | CSP Solano | CA | 65181 | CSLNO | 5.1 | Solar Photovoltaic | SUN | PV | (TS) Construction complete, but not yet in commercial operation | 5.1
2022 | 8 | 58970 | Ecoplexus, Inc | IPP | Camp San Luis Obispo | CA | 63870 | CPSLO | 1.2 | Solar Photovoltaic | SUN | PV | (TS) Construction complete, but not yet in commercial operation | 1.2
2022 | 8 | 58970 | Ecoplexus, Inc | IPP | Chuckawalla State Prison | CA | 65180 | CHKWL | 2.1 | Solar Photovoltaic | SUN | PV | (TS) Construction complete, but not yet in commercial operation | 2.1
2022 | 8 | 58970 | Ecoplexus, Inc | IPP | Ironwood State Prison | CA | 65179 | IRNWD | 1.1 | Solar Photovoltaic | SUN | PV | (TS) Construction complete, but not yet in commercial operation | 1.1
2022 | 8 | 58970 | Ecoplexus, Inc | IPP | Kern Valley SP | CA | 63875 | KRNVL | 3 | Solar Photovoltaic | SUN | PV | (TS) Construction complete, but not yet in commercial operation | 3
2022 | 8 | 58970 | Ecoplexus, Inc | IPP | Mule Creek State Prison | CA | 63876 | MLCRK | 2.1 | Solar Photovoltaic | SUN | PV | (TS) Construction complete, but not yet in commercial operation | 2.1
2022 | 8 | 64438 | Enel Green Power Roseland Solar, LLC | IPP | Roseland Solar Project, LLC | TX | 65028 | ROSES | 500 | Solar Photovoltaic | SUN | PV | (U) Under construction, less than or equal to 50 percent complete | 500
2022 | 8 | 62130 | Foundation CA Fund X Manager LLC | IPP | Foundation Dole Fresh Vegetables | CA | 62654 | WTG1 | 2.8 | Onshore Wind Turbine | WND | WT | (U) Under construction, less than or equal to 50 percent complete | 2.8
2022 | 8 | 62130 | Foundation CA Fund X Manager LLC | IPP | Foundation Dole Fresh Vegetables | CA | 62654 | WTG2 | 2.8 | Onshore Wind Turbine | WND | WT | (U) Under construction, less than or equal to 50 percent complete | 2.8
2022 | 8 | 61944 | Goldman Sachs Renewable Power LLC | IPP | Dynamic Madison | ME | 65859 | GEN1 | 5 | Solar Photovoltaic | SUN | PV | (V) Under construction, more than 50 percent complete | 5
2022 | 8 | 61944 | Goldman Sachs Renewable Power LLC | IPP | NY8 - Regan Solar | NY | 65124 | GEN1 | 20 | Solar Photovoltaic | SUN | PV | (V) Under construction, more than 50 percent complete | 20
2022 | 8 | 60195 | Groton Station Fuel Cell, LLC | IPP | Naval Sub Base New London Fuel Cell | CT | 61743 | MMH2 | 3.7 | Other Natural Gas | NG | FC | (TS) Construction complete, but not yet in commercial operation | 3.7
2022 | 8 | 60195 | Groton Station Fuel Cell, LLC | IPP | Naval Sub Base New London Fuel Cell | CT | 61743 | MMH3 | 3.7 | Other Natural Gas | NG | FC | (TS) Construction complete, but not yet in commercial operation | 3.7
2022 | 8 | 65076 | HEN Infrastructure, L.L.C. | IPP | Caterina | TX | 65809 | CATER | 9.9 | Batteries | MWH | BA | (L) Regulatory approvals pending. Not under construction | 9.9
2022 | 8 | 65076 | HEN Infrastructure, L.L.C. | IPP | Holcomb (TX) | TX | 65829 | HOLCO | 9.9 | Batteries | MWH | BA | (L) Regulatory approvals pending. Not under construction | 9.9
2022 | 8 | 65076 | HEN Infrastructure, L.L.C. | IPP | Lonestar | TX | 65831 | LNSTR | 9.9 | Batteries | MWH | BA | (L) Regulatory approvals pending. Not under construction | 9.9
2022 | 8 | 59093 | Hidden View Dairy, LLC | Industrial | Hidden View Dairy, LLC | IN | 59260 | HV3 | 0.9 | Natural Gas Internal Combustion Engine | NG | IC | (V) Under construction, more than 50 percent complete | 1
2022 | 8 | 63723 | Ignacio Grid, LLC | IPP | Ignacio Grid Energy Storage System | TX | 64089 | IGN01 | 100 | Batteries | MWH | BA | (V) Under construction, more than 50 percent complete | 100
2022 | 8 | 9417 | Interstate Power and Light Co | Electric Utility | Deer Run Battery | IA | 65531 | BESS1 | 5 | Batteries | MWH | BA | (V) Under construction, more than 50 percent complete | 5
2022 | 8 | 63776 | JSD Flatwood PV-1, LLC | IPP | Bryant Road Solar | SC | 64155 | 2001 | 2 | Solar Photovoltaic | SUN | PV | (V) Under construction, more than 50 percent complete | 2
2022 | 8 | 63453 | JSD Pinson PV-1, LLC | IPP | Pinson Solar Farm | SC | 63777 | 1310 | 20 | Solar Photovoltaic | SUN | PV | (V) Under construction, more than 50 percent complete | 26
2022 | 8 | 63522 | Johanna Energy Center, LLC | IPP | Santa Ana Storage 3 | CA | 65789 | SAP3 | 40 | Batteries | MWH | BA | (T) Regulatory approvals received. Not under construction | 40
2022 | 8 | 63289 | Key Capture Energy | IPP | TX11 Republic Road Storage | TX | 65694 | TX11 | 50 | Batteries | MWH | BA | (V) Under construction, more than 50 percent complete | 50
2022 | 8 | 63289 | Key Capture Energy | IPP | TX23 Roughneck Storage | TX | 65701 | TX23 | 50 | Batteries | MWH | BA | (V) Under construction, more than 50 percent complete | 50
2022 | 8 | 64950 | LI Solar Generation, LLC | IPP | Calverton Solar Energy Center | NY | 65679 | 11933 | 22.9 | Solar Photovoltaic | SUN | PV | (TS) Construction complete, but not yet in commercial operation | 22.9
2022 | 8 | 64282 | LeConte Energy Storage, LLC | IPP | LeConte Energy Storage | CA | 64701 | LCES | 125 | Batteries | MWH | BA | (V) Under construction, more than 50 percent complete | 125
2022 | 8 | 50123 | Leeward Asset Management, LLC | IPP | Rabbitbrush Solar, LLC | CA | 64630 | GEN01 | 100 | Solar Photovoltaic | SUN | PV | (TS) Construction complete, but not yet in commercial operation | 100
2022 | 8 | 50123 | Leeward Asset Management, LLC | IPP | Rabbitbrush Solar, LLC | CA | 64630 | RBBAT | 20 | Batteries | MWH | BA | (TS) Construction complete, but not yet in commercial operation | 20
2022 | 8 | 62842 | Lightsource Renewable Energy Asset Management, LLC | IPP | Sun Mountain Solar 1 | CO | 65032 | COSM1 | 200 | Solar Photovoltaic | SUN | PV | (U) Under construction, less than or equal to 50 percent complete | 200
2022 | 8 | 64900 | MN CSG 2019-38 DE LLC | IPP | MN CSG 2019-38 LLC | MN | 65632 | REGEN | 1 | Solar Photovoltaic | SUN | PV | (U) Under construction, less than or equal to 50 percent complete | 1
2022 | 8 | 63451 | Madero Grid, LLC | IPP | Madero Grid | TX | 63757 | MAD01 | 100 | Batteries | MWH | BA | (V) Under construction, more than 50 percent complete | 100
2022 | 8 | 62915 | Madison Energy Holdings LLC | IPP | Norton | MA | 64532 | NORTN | 1.4 | Solar Photovoltaic | SUN | PV | (V) Under construction, more than 50 percent complete | 1.4
2022 | 8 | 56990 | NJR Clean Energy Ventures Corporation | IPP | Airport Road Solar | NY | 65385 | AIRPT | 4.6 | Solar Photovoltaic | SUN | PV | (V) Under construction, more than 50 percent complete | 4.6
2022 | 8 | 13683 | North Carolina El Member Corp | Electric Utility | Hamlet Solar Energy Storage | NC | 64512 | BAT1 | 0.5 | Batteries | MWH | BA | (U) Under construction, less than or equal to 50 percent complete | 0.5
2022 | 8 | 13683 | North Carolina El Member Corp | Electric Utility | Hamlet Solar Energy Storage | NC | 64512 | SOL1 | 0.5 | Solar Photovoltaic | SUN | PV | (U) Under construction, less than or equal to 50 percent complete | 0.5
2022 | 8 | 13683 | North Carolina El Member Corp | Electric Utility | South River H4 Solar Energy Storage | NC | 64509 | BAT1 | 0.6 | Batteries | MWH | BA | (U) Under construction, less than or equal to 50 percent complete | 0.6
2022 | 8 | 13683 | North Carolina El Member Corp | Electric Utility | South River H4 Solar Energy Storage | NC | 64509 | SOL1 | 0.5 | Solar Photovoltaic | SUN | PV | (U) Under construction, less than or equal to 50 percent complete | 0.5
2022 | 8 | 13683 | North Carolina El Member Corp | Electric Utility | Wake RJ3 Solar Energy Storage | NC | 64513 | BAT1 | 0.6 | Batteries | MWH | BA | (U) Under construction, less than or equal to 50 percent complete | 0.6
2022 | 8 | 13683 | North Carolina El Member Corp | Electric Utility | Wake RJ3 Solar Energy Storage | NC | 64513 | SOL1 | 0.5 | Solar Photovoltaic | SUN | PV | (U) Under construction, less than or equal to 50 percent complete | 0.5
2022 | 8 | 64768 | OYA Church Road A LLC | IPP | OYA Church Road | NY | 65459 | NY005 | 5 | Solar Photovoltaic | SUN | PV | (V) Under construction, more than 50 percent complete | 5
2022 | 8 | 64767 | OYA Main Street LLC | IPP | OYA Main Street | NY | 65436 | NY006 | 5 | Solar Photovoltaic | SUN | PV | (U) Under construction, less than or equal to 50 percent complete | 5
2022 | 8 | 64766 | OYA Pulaski LLC | IPP | OYA Pulaski | NY | 65435 | NY004 | 3.5 | Solar Photovoltaic | SUN | PV | (V) Under construction, more than 50 percent complete | 3.5
2022 | 8 | 64765 | OYA Wayside Drive LLC | IPP | OYA Wayside Drive | NY | 65434 | NY003 | 5 | Solar Photovoltaic | SUN | PV | (V) Under construction, more than 50 percent complete | 5
2022 | 8 | 63082 | ProEnergy Services | IPP | Braes Bayou Plant | TX | 64383 | CTG-1 | 44.5 | Natural Gas Fired Combustion Turbine | NG | GT | (V) Under construction, more than 50 percent complete | 60.5
2022 | 8 | 64513 | RE Crimson LLC | IPP | Crimson | CA | 65140 | SWSH1 | 200 | Batteries | MWH | BA | (U) Under construction, less than or equal to 50 percent complete | 200
2022 | 8 | 64914 | SR Jackson II, LLC | IPP | SR Jackson II | TN | 65642 | SRJA2 | 1 | Solar Photovoltaic | SUN | PV | (TS) Construction complete, but not yet in commercial operation | 1
2022 | 8 | 16572 | Salt River Project | Electric Utility | Desert Basin | AZ | 55129 | CTG4 | 42.7 | Natural Gas Internal Combustion Engine | NG | IC | (V) Under construction, more than 50 percent complete | 49.5
2022 | 8 | 16572 | Salt River Project | Electric Utility | Desert Basin | AZ | 55129 | CTG5 | 42.7 | Natural Gas Internal Combustion Engine | NG | IC | (V) Under construction, more than 50 percent complete | 49.5
2022 | 8 | 16609 | San Diego Gas & Electric Co | Electric Utility | Fallbrook Energy Storage | CA | 61365 | FBES | 40 | Batteries | MWH | BA | (V) Under construction, more than 50 percent complete | 40
2022 | 8 | 20712 | Snowbird Corporation | Commercial | Snowbird Power Plant | UT | 10215 | 1138 | 1.5 | Natural Gas Internal Combustion Engine | NG | IC | (V) Under construction, more than 50 percent complete | 1.5
2022 | 8 | 20712 | Snowbird Corporation | Commercial | Snowbird Power Plant | UT | 10215 | 1258 | 2.5 | Natural Gas Internal Combustion Engine | NG | IC | (V) Under construction, more than 50 percent complete | 2.5
2022 | 8 | 20712 | Snowbird Corporation | Commercial | Snowbird Power Plant | UT | 10215 | 1260 | 2.5 | Natural Gas Internal Combustion Engine | NG | IC | (V) Under construction, more than 50 percent complete | 2.5
2022 | 8 | 60531 | Standard Solar | IPP | OER Patuxent CSG | MD | 65358 | PATUX | 2.8 | Solar Photovoltaic | SUN | PV | (U) Under construction, less than or equal to 50 percent complete | 2.8
2022 | 8 | 60531 | Standard Solar | IPP | USS Goodrich Solar | IL | 63620 | USGCH | 2 | Solar Photovoltaic | SUN | PV | (TS) Construction complete, but not yet in commercial operation | 2
2022 | 8 | 64276 | Stanly Solar, LLC | IPP | Stanly Solar, LLC | NC | 64702 | PGR32 | 50 | Solar Photovoltaic | SUN | PV | (TS) Construction complete, but not yet in commercial operation | 50
2022 | 8 | 64626 | Star Peak Geothermal LLC. | IPP | Star Peak Geothermal Plant | NV | 65773 | 3500 | 3.5 | Geothermal | GEO | BT | (T) Regulatory approvals received. Not under construction | 3.5
2022 | 8 | 64626 | Star Peak Geothermal LLC. | IPP | Star Peak Geothermal Plant | NV | 65773 | 5100A | 5.1 | Geothermal | GEO | BT | (T) Regulatory approvals received. Not under construction | 5.1
2022 | 8 | 64626 | Star Peak Geothermal LLC. | IPP | Star Peak Geothermal Plant | NV | 65773 | 5100B | 5.1 | Geothermal | GEO | BT | (T) Regulatory approvals received. Not under construction | 5.1
2022 | 8 | 64626 | Star Peak Geothermal LLC. | IPP | Star Peak Geothermal Plant | NV | 65773 | 5200 | 5.2 | Geothermal | GEO | BT | (T) Regulatory approvals received. Not under construction | 5.2
2022 | 8 | 64626 | Star Peak Geothermal LLC. | IPP | Star Peak Geothermal Plant | NV | 65773 | STEAM | 3 | Geothermal | GEO | BT | (T) Regulatory approvals received. Not under construction | 3
2022 | 8 | 63420 | Taos Mesa Energy Facility, LLC | Electric Utility | Taos Mesa Energy Facility Hybrid | NM | 63728 | BESS | 12 | Batteries | MWH | BA | (TS) Construction complete, but not yet in commercial operation | 12
2022 | 8 | 63420 | Taos Mesa Energy Facility, LLC | Electric Utility | Taos Mesa Energy Facility Hybrid | NM | 63728 | TMEF1 | 15 | Solar Photovoltaic | SUN | PV | (TS) Construction complete, but not yet in commercial operation | 15
2022 | 8 | 64366 | Terra-Gen Operating Co-Hybrid | IPP | Edwards Sanborn E1A | CA | 64878 | BESS | 133.4 | Batteries | MWH | BA | (V) Under construction, more than 50 percent complete | 133.4
2022 | 8 | 64366 | Terra-Gen Operating Co-Hybrid | IPP | Edwards Sanborn E1A | CA | 64878 | PV | 149.3 | Solar Photovoltaic | SUN | PV | (V) Under construction, more than 50 percent complete | 149.3
2022 | 8 | 60947 | Tesla Inc. | Industrial | Fremont CA AutoFactory | CA | 65072 | VSRS | 0.4 | Solar Photovoltaic | SUN | PV | (TS) Construction complete, but not yet in commercial operation | 0.4
2022 | 8 | 60947 | Tesla Inc. | IPP | University of the Pacific | CA | 65132 | PV1 | 4.5 | Solar Photovoltaic | SUN | PV | (TS) Construction complete, but not yet in commercial operation | 4.5
2022 | 8 | 64761 | USS Itasca Clean Energy Solar LLC | IPP | USS Itasca Clean Energy Solar LLC | MN | 65441 | ITCBT | 1 | Batteries | MWH | BA | (TS) Construction complete, but not yet in commercial operation | 1
2022 | 8 | 64761 | USS Itasca Clean Energy Solar LLC | IPP | USS Itasca Clean Energy Solar LLC | MN | 65441 | USSTC | 1 | Solar Photovoltaic | SUN | PV | (TS) Construction complete, but not yet in commercial operation | 1
2022 | 8 | 64398 | USS Rosebud Solar LLC | IPP | USS Rosebud Solar LLC | MN | 64989 | USRBS | 1 | Solar Photovoltaic | SUN | PV | (TS) Construction complete, but not yet in commercial operation | 1
2022 | 8 | 62977 | USS Water Fowl Solar LLC | IPP | USS Water Fowl Solar LLC CSG | MN | 63219 | WTRFL | 1 | Solar Photovoltaic | SUN | PV | (TS) Construction complete, but not yet in commercial operation | 1
2022 | 8 | 64339 | VESI Upton County BESS, LLC | IPP | Upton County BESS | TX | 64811 | UPT1 | 3.1 | Batteries | MWH | BA | (V) Under construction, more than 50 percent complete | 3.1
2022 | 8 | 64339 | VESI Upton County BESS, LLC | IPP | Upton County BESS | TX | 64811 | UPT2 | 3.1 | Batteries | MWH | BA | (V) Under construction, more than 50 percent complete | 3.1
2022 | 8 | 64339 | VESI Upton County BESS, LLC | IPP | Upton County BESS | TX | 64811 | UPT3 | 3.1 | Batteries | MWH | BA | (V) Under construction, more than 50 percent complete | 3.1
2022 | 8 | 64339 | VESI Upton County BESS, LLC | IPP | Upton County BESS | TX | 64811 | UPT4 | 3.1 | Batteries | MWH | BA | (V) Under construction, more than 50 percent complete | 3.1
2022 | 8 | 64339 | VESI Upton County BESS, LLC | IPP | Upton County BESS | TX | 64811 | UPT5 | 3.1 | Batteries | MWH | BA | (V) Under construction, more than 50 percent complete | 3.1
2022 | 8 | 64339 | VESI Upton County BESS, LLC | IPP | Upton County BESS | TX | 64811 | UPT6 | 3.1 | Batteries | MWH | BA | (V) Under construction, more than 50 percent complete | 3.1
2022 | 8 | 64339 | VESI Upton County BESS, LLC | IPP | Upton County BESS | TX | 64811 | UPT7 | 3.1 | Batteries | MWH | BA | (V) Under construction, more than 50 percent complete | 3.1
2022 | 8 | 64339 | VESI Upton County BESS, LLC | IPP | Upton County BESS | TX | 64811 | UPT8 | 3.1 | Batteries | MWH | BA | (V) Under construction, more than 50 percent complete | 3.1
2022 | 8 | 64808 | Verizon Communications | IPP | Verizon Hidden Ridge Solar Project | TX | 65571 | VH600 | 0.9 | Solar Photovoltaic | SUN | PV | (V) Under construction, more than 50 percent complete | 1
2022 | 8 | 64808 | Verizon Communications | IPP | Verizon Hidden Ridge Solar Project | TX | 65571 | VH700 | 1 | Solar Photovoltaic | SUN | PV | (V) Under construction, more than 50 percent complete | 1.1
2022 | 8 | 20856 | Wisconsin Power & Light Co | Electric Utility | Bear Creek | WI | 65009 | PV1 | 50 | Solar Photovoltaic | SUN | PV | (V) Under construction, more than 50 percent complete | 50
2022 | 8 | 20856 | Wisconsin Power & Light Co | Electric Utility | Portage Industrial Battery | WI | 65530 | BESS1 | 5 | Batteries | MWH | BA | (V) Under construction, more than 50 percent complete | 5
2022 | 9 | 61012 | AES Distributed Energy | IPP | AES West Oahu Solar Hybrid | HI | 64656 | UHWO | 12.5 | Solar Photovoltaic | SUN | PV | (U) Under construction, less than or equal to 50 percent complete | 12.5
2022 | 9 | 61012 | AES Distributed Energy | IPP | Antelope Expansion 1B | CA | 62320 | ANE1B | 17 | Solar Photovoltaic | SUN | PV | (V) Under construction, more than 50 percent complete | 17
2022 | 9 | 221 | Alaska Village Elec Coop, Inc | Electric Utility | St Marys IC | AK | 6338 | 1C | 0.5 | Petroleum Liquids | DFO | IC | (TS) Construction complete, but not yet in commercial operation | 0.5
2022 | 9 | 221 | Alaska Village Elec Coop, Inc | Electric Utility | St Marys IC | AK | 6338 | 2A | 0.5 | Petroleum Liquids | DFO | IC | (TS) Construction complete, but not yet in commercial operation | 0.5
2022 | 9 | 221 | Alaska Village Elec Coop, Inc | Electric Utility | St Marys IC | AK | 6338 | 3A | 1.8 | Petroleum Liquids | DFO | IC | (TS) Construction complete, but not yet in commercial operation | 1.8
2022 | 9 | 221 | Alaska Village Elec Coop, Inc | Electric Utility | St Marys IC | AK | 6338 | 4 | 1.8 | Petroleum Liquids | DFO | IC | (TS) Construction complete, but not yet in commercial operation | 1.8
2022 | 9 | 60146 | Ameresco Federal Solutions | IPP | Fort Bragg - Camp Mackall PV BESS System | NC | 64050 | CMABS | 2 | Batteries | MWH | BA | (TS) Construction complete, but not yet in commercial operation | 2
2022 | 9 | 60146 | Ameresco Federal Solutions | IPP | Fort Bragg - Camp Mackall PV BESS System | NC | 64050 | CMAPV | 1 | Solar Photovoltaic | SUN | PV | (TS) Construction complete, but not yet in commercial operation | 1
2022 | 9 | 64273 | Angel Fire Energy Facility, LLC | Electric Utility | Angel Fire Energy Facility | NM | 64695 | BESS | 3 | Batteries | MWH | BA | (V) Under construction, more than 50 percent complete | 3
2022 | 9 | 64273 | Angel Fire Energy Facility, LLC | Electric Utility | Angel Fire Energy Facility | NM | 64695 | TMEF1 | 9.8 | Solar Photovoltaic | SUN | PV | (V) Under construction, more than 50 percent complete | 9.8
2022 | 9 | 15399 | Avangrid Renewables LLC | IPP | Lund Hill Solar | WA | 63509 | LHS1 | 150 | Solar Photovoltaic | SUN | PV | (V) Under construction, more than 50 percent complete | 150
2022 | 9 | 15399 | Avangrid Renewables LLC | IPP | Montague Solar | OR | 63441 | S1 | 162 | Solar Photovoltaic | SUN | PV | (V) Under construction, more than 50 percent complete | 162
2022 | 9 | 64516 | Azimuth 180 Solar Electric, LLC | IPP | Grinnell College | IA | 65164 | GRIN | 3.9 | Solar Photovoltaic | SUN | PV | (V) Under construction, more than 50 percent complete | 3.9
2022 | 9 | 64516 | Azimuth 180 Solar Electric, LLC | IPP | Ontario Sun | NY | 65165 | ONSUN | 2.4 | Solar Photovoltaic | SUN | PV | (V) Under construction, more than 50 percent complete | 2.4
2022 | 9 | 64516 | Azimuth 180 Solar Electric, LLC | IPP | Orioles | NY | 65163 | ORIOL | 5.6 | Solar Photovoltaic | SUN | PV | (V) Under construction, more than 50 percent complete | 5.6
2022 | 9 | 63784 | Azure Sky Wind Project, LLC | IPP | Azure Sky Wind Project, LLC Hybrid | TX | 64164 | ASWBE | 120 | Batteries | MWH | BA | (TS) Construction complete, but not yet in commercial operation | 120
2022 | 9 | 63784 | Azure Sky Wind Project, LLC | IPP | Azure Sky Wind Project, LLC Hybrid | TX | 64164 | ASWWT | 350.2 | Onshore Wind Turbine | WND | WT | (TS) Construction complete, but not yet in commercial operation | 350.2
2022 | 9 | 64285 | BCD Project Holdings 1, LLC | IPP | CL-Viaduct LLC | PA | 64709 | GSF01 | 20 | Solar Photovoltaic | SUN | PV | (V) Under construction, more than 50 percent complete | 20
2022 | 9 | 64285 | BCD Project Holdings 1, LLC | IPP | UN-School House LLC | PA | 64711 | GSF01 | 20 | Solar Photovoltaic | SUN | PV | (V) Under construction, more than 50 percent complete | 20
2022 | 9 | 64568 | BT Noble Solar, LLC | IPP | Noble Solar | TX | 65271 | NBSTG | 125 | Batteries | MWH | BA | (V) Under construction, more than 50 percent complete | 125
2022 | 9 | 64424 | Big Beau Solar, LLC | IPP | BigBeau Solar, LLC | CA | 64993 | BB1BA | 40 | Batteries | MWH | BA | (V) Under construction, more than 50 percent complete | 40
2022 | 9 | 63827 | Bioenergy DevCo | Industrial | Maryland Food Center Authority AD | MD | 64241 | CHP1 | 1.1 | Natural Gas Fired Combustion Turbine | NG | GT | (TS) Construction complete, but not yet in commercial operation | 1.1
2022 | 9 | 1752 | Biola University | Commercial | Biola University Hybrid | CA | 54296 | EG-1H | 1.5 | Natural Gas Internal Combustion Engine | NG | IC | (TS) Construction complete, but not yet in commercial operation | 1.5
2022 | 9 | 1752 | Biola University | Commercial | Biola University Hybrid | CA | 54296 | EG-2H | 1.5 | Natural Gas Internal Combustion Engine | NG | IC | (TS) Construction complete, but not yet in commercial operation | 1.5
2022 | 9 | 64266 | Blue Jay Solar I, LLC | IPP | Blue Jay Solar I, LLC | TX | 64672 | BLUEJ | 210 | Solar Photovoltaic | SUN | PV | (V) Under construction, more than 50 percent complete | 210
2022 | 9 | 64266 | Blue Jay Solar I, LLC | IPP | Blue Jay Solar I, LLC | TX | 64672 | BLUJS | 210 | Batteries | MWH | BA | (V) Under construction, more than 50 percent complete | 210
2022 | 9 | 64108 | Brazoria West Solar Project, LLC | IPP | Brazoria West | TX | 64447 | GEN1 | 200 | Solar Photovoltaic | SUN | PV | (U) Under construction, less than or equal to 50 percent complete | 200
2022 | 9 | 63883 | Broad Reach Power | IPP | Sierra | CA | 64320 | SIER | 10 | Batteries | MWH | BA | (V) Under construction, more than 50 percent complete | 10
2022 | 9 | 63226 | CalCom Energy | IPP | Graniterock Quarry | CA | 65485 | GRWQ | 4.4 | Solar Photovoltaic | SUN | PV | (TS) Construction complete, but not yet in commercial operation | 4.4
2022 | 9 | 65055 | Concho Valley Solar, LLC | IPP | Concho Valley Solar, LLC | TX | 65793 | CVS | 172.8 | Solar Photovoltaic | SUN | PV | (T) Regulatory approvals received. Not under construction | 172.8
2022 | 9 | 4180 | Connecticut Mun Elec Engy Coop | Electric Utility | Subase Microgrid Project | CT | 59701 | SFC1 | 3.7 | Other Natural Gas | NG | FC | (V) Under construction, more than 50 percent complete | 3.7
2022 | 9 | 4180 | Connecticut Mun Elec Engy Coop | Electric Utility | Subase Microgrid Project | CT | 59701 | SFC2 | 3.7 | Other Natural Gas | NG | FC | (V) Under construction, more than 50 percent complete | 3.7
2022 | 9 | 56769 | Consolidated Edison Development Inc. | IPP | UMass PV Lot 22 | MA | 65154 | U22ES | 2 | Batteries | MWH | BA | (TS) Construction complete, but not yet in commercial operation | 2
2022 | 9 | 56769 | Consolidated Edison Development Inc. | IPP | UMass PV Lot 22 | MA | 65154 | U22PV | 2.1 | Solar Photovoltaic | SUN | PV | (TS) Construction complete, but not yet in commercial operation | 2.1
2022 | 9 | 64779 | Cummins, Inc. | IPP | Cummins Whitakers PV Arrays | NC | 65470 | CWPVA | 2.9 | Solar Photovoltaic | SUN | PV | (V) Under construction, more than 50 percent complete | 3.3
2022 | 9 | 64083 | DG Central 1, LLC | IPP | Hormel CSG Solar | MN | 65595 | HORCS | 1 | Solar Photovoltaic | SUN | PV | (TS) Construction complete, but not yet in commercial operation | 1
2022 | 9 | 63991 | DG New York CS, LLC | IPP | Cortlandville III Solar CSG | NY | 65090 | CORT3 | 5 | Solar Photovoltaic | SUN | PV | (V) Under construction, more than 50 percent complete | 5
2022 | 9 | 5109 | DTE Electric Company | Electric Utility | Meridian Wind Park | MI | 65328 | 1 | 225 | Onshore Wind Turbine | WND | WT | (V) Under construction, more than 50 percent complete | 225
2022 | 9 | 64809 | Doc Brown LLC | IPP | Danville BESS 1 | VA | 65499 | 90909 | 10.5 | Batteries | MWH | BA | (U) Under construction, less than or equal to 50 percent complete | 10.5
2022 | 9 | 63081 | Exus North America Management Partners LLC | IPP | Bearkat II Wind Energy LLC | TX | 63342 | BKII | 162.1 | Onshore Wind Turbine | WND | WT | (TS) Construction complete, but not yet in commercial operation | 162.1
2022 | 9 | 64175 | FPS Coxsackie Solar LLC | IPP | Coxsackie Solar | NY | 64542 | 1 | 5 | Solar Photovoltaic | SUN | PV | (V) Under construction, more than 50 percent complete | 5
2022 | 9 | 62856 | Forefront Power, LLC | IPP | Amazon - Stockton - Roof (SCK1) - (CA) | CA | 64429 | 19001 | 2.6 | Solar Photovoltaic | SUN | PV | (V) Under construction, more than 50 percent complete | 2.6
2022 | 9 | 62856 | Forefront Power, LLC | IPP | CA-DGS RFP-Pleasant Valley State Prison | CA | 65526 | 15112 | 2 | Solar Photovoltaic | SUN | PV | (U) Under construction, less than or equal to 50 percent complete | 2
2022 | 9 | 62856 | Forefront Power, LLC | IPP | MD - CS - BGE - PR24 TPE | MD | 65340 | 19003 | 2 | Solar Photovoltaic | SUN | PV | (U) Under construction, less than or equal to 50 percent complete | 2
2022 | 9 | 62856 | Forefront Power, LLC | IPP | MD - PR97 | MD | 64689 | 90029 | 2 | Solar Photovoltaic | SUN | PV | (U) Under construction, less than or equal to 50 percent complete | 2
2022 | 9 | 62856 | Forefront Power, LLC | IPP | UC Santa Cruz Solar | CA | 63091 | 18027 | 1 | Batteries | MWH | BA | (T) Regulatory approvals received. Not under construction | 1
2022 | 9 | 61944 | Goldman Sachs Renewable Power LLC | IPP | Chevron - Lost Hills Hybrid | CA | 63545 | BESS1 | 10 | Batteries | MWH | BA | (OT) Other | 10
2022 | 9 | 61944 | Goldman Sachs Renewable Power LLC | IPP | Dynamic Corinth | ME | 65858 | GEN1 | 5 | Solar Photovoltaic | SUN | PV | (TS) Construction complete, but not yet in commercial operation | 5
2022 | 9 | 61944 | Goldman Sachs Renewable Power LLC | IPP | NY8 - Janis Solar | NY | 65123 | GEN1 | 20 | Solar Photovoltaic | SUN | PV | (V) Under construction, more than 50 percent complete | 20
2022 | 9 | 61944 | Goldman Sachs Renewable Power LLC | IPP | NY8 - Puckett Solar | NY | 65125 | GEN1 | 20 | Solar Photovoltaic | SUN | PV | (V) Under construction, more than 50 percent complete | 20
2022 | 9 | 60025 | Greenbacker Renewable Energy Corporation | IPP | DIA 8 | CO | 65806 | 528 | 4.5 | Solar Photovoltaic | SUN | PV | (U) Under construction, less than or equal to 50 percent complete | 4.5
2022 | 9 | 60025 | Greenbacker Renewable Energy Corporation | IPP | ER Bone Hill Solar, LLC | VT | 65135 | 288 | 1.2 | Solar Photovoltaic | SUN | PV | (V) Under construction, more than 50 percent complete | 1.2
2022 | 9 | 60025 | Greenbacker Renewable Energy Corporation | IPP | Urtica Solar Project | WA | 62067 | URTIC | 5 | Solar Photovoltaic | SUN | PV | (V) Under construction, more than 50 percent complete | 5
2022 | 9 | 65076 | HEN Infrastructure, L.L.C. | IPP | Screwbean | TX | 65835 | SCRWB | 9.9 | Batteries | MWH | BA | (L) Regulatory approvals pending. Not under construction | 9.9
2022 | 9 | 63841 | Hadley 3 Solar, LLC (North) | IPP | Hadley 3 Solar (North) | MA | 64231 | 09170 | 1 | Batteries | MWH | BA | (U) Under construction, less than or equal to 50 percent complete | 1
2022 | 9 | 62046 | High Lonesome Wind Power, LLC | IPP | High Lonesome Wind Power, LLC Hybrid | TX | 62562 | BA | 50 | Batteries | MWH | BA | (V) Under construction, more than 50 percent complete | 50
2022 | 9 | 9234 | Indiana Municipal Power Agency | Electric Utility | Bremen | IN | 65086 | BREM | 6.8 | Solar Photovoltaic | SUN | PV | (V) Under construction, more than 50 percent complete | 6.8
2022 | 9 | 9234 | Indiana Municipal Power Agency | Electric Utility | Peru 3 | IN | 64250 | PERU3 | 2.9 | Solar Photovoltaic | SUN | PV | (V) Under construction, more than 50 percent complete | 2.9
2022 | 9 | 49893 | Invenergy Services LLC | IPP | Delilah Solar Energy LLC | TX | 63194 | GEN1 | 300 | Solar Photovoltaic | SUN | PV | (TS) Construction complete, but not yet in commercial operation | 300
2022 | 9 | 49893 | Invenergy Services LLC | IPP | Samson Solar Energy III LLC | TX | 63883 | GEN1 | 250 | Solar Photovoltaic | SUN | PV | (V) Under construction, more than 50 percent complete | 250
2022 | 9 | 49893 | Invenergy Services LLC | IPP | Thunderhead Wind Energy LLC | NE | 62956 | GEN1 | 300 | Onshore Wind Turbine | WND | WT | (V) Under construction, more than 50 percent complete | 300
2022 | 9 | 62912 | Iris Solar LLC | IPP | Iris Solar LLC | LA | 63128 | ISLLC | 50 | Solar Photovoltaic | SUN | PV | (TS) Construction complete, but not yet in commercial operation | 50
2022 | 9 | 63289 | Key Capture Energy | IPP | TX12 Silicon Hill Storage | TX | 65695 | TX12 | 100 | Batteries | MWH | BA | (V) Under construction, more than 50 percent complete | 100
2022 | 9 | 62842 | Lightsource Renewable Energy Asset Management, LLC | IPP | Black Bear Solar 1 | AL | 63765 | ALBB1 | 100 | Solar Photovoltaic | SUN | PV | (V) Under construction, more than 50 percent complete | 100
2022 | 9 | 62842 | Lightsource Renewable Energy Asset Management, LLC | IPP | Elk Hill Solar 1 | PA | 63773 | PAEH1 | 20 | Solar Photovoltaic | SUN | PV | (V) Under construction, more than 50 percent complete | 20
2022 | 9 | 62842 | Lightsource Renewable Energy Asset Management, LLC | IPP | Hokes 1 | PA | 65077 | PACT2 | 20 | Solar Photovoltaic | SUN | PV | (U) Under construction, less than or equal to 50 percent complete | 20
2022 | 9 | 55983 | Luminant Generation Company LLC | IPP | Emerald Grove | TX | 63233 | UNIT1 | 108 | Solar Photovoltaic | SUN | PV | (TS) Construction complete, but not yet in commercial operation | 108
2022 | 9 | 61755 | Marshall Solar | IPP | Marshall Solar | SC | 62238 | 52 | 2 | Solar Photovoltaic | SUN | PV | (TS) Construction complete, but not yet in commercial operation | 2
2022 | 9 | 12686 | Mississippi Power Co | Electric Utility | Walnut Grove Demonstration Plant | MS | 65697 | 1A | 1.3 | Batteries | MWH | BA | (V) Under construction, more than 50 percent complete | 1.5
2022 | 9 | 12686 | Mississippi Power Co | Electric Utility | Walnut Grove Demonstration Plant | MS | 65697 | 1B | 1.3 | Solar Photovoltaic | SUN | PV | (V) Under construction, more than 50 percent complete | 1.5
2022 | 9 | 56990 | NJR Clean Energy Ventures Corporation | IPP | Maybrook Solar, LLC | NY | 65337 | MAYBK | 5 | Solar Photovoltaic | SUN | PV | (V) Under construction, more than 50 percent complete | 5
2022 | 9 | 61227 | Nautilus Solar Solutions | IPP | Pivot Solar 14 LLC | CO | 64650 | SC | 2 | Solar Photovoltaic | SUN | PV | (TS) Construction complete, but not yet in commercial operation | 2
2022 | 9 | 61227 | Nautilus Solar Solutions | IPP | Pivot Solar 15 LLC | CO | 64652 | SC | 1 | Solar Photovoltaic | SUN | PV | (TS) Construction complete, but not yet in commercial operation | 1
2022 | 9 | 61227 | Nautilus Solar Solutions | IPP | Pivot Solar 2 LLC | CO | 64651 | SC | 2 | Solar Photovoltaic | SUN | PV | (TS) Construction complete, but not yet in commercial operation | 2
2022 | 9 | 64358 | New Market Solar | IPP | New Market Solar | OH | 64853 | NMS1 | 35 | Solar Photovoltaic | SUN | PV | (V) Under construction, more than 50 percent complete | 35
2022 | 9 | 13491 | New York University | Commercial | New York University Central Plant | NY | 54808 | DE1 | 2.5 | Petroleum Liquids | DFO | IC | (V) Under construction, more than 50 percent complete | 2.5
2022 | 9 | 13683 | North Carolina El Member Corp | Electric Utility | Collier BESS | NC | 65248 | BAT1 | 5 | Batteries | MWH | BA | (U) Under construction, less than or equal to 50 percent complete | 5
2022 | 9 | 13683 | North Carolina El Member Corp | Electric Utility | Docs Road BESS | NC | 65249 | BAT1 | 5 | Batteries | MWH | BA | (U) Under construction, less than or equal to 50 percent complete | 5
2022 | 9 | 13683 | North Carolina El Member Corp | Electric Utility | Five Points BESS | NC | 65250 | BAT1 | 2.5 | Batteries | MWH | BA | (U) Under construction, less than or equal to 50 percent complete | 2.5
2022 | 9 | 13683 | North Carolina El Member Corp | Electric Utility | Maysville BESS | NC | 65240 | BAT1 | 5 | Batteries | MWH | BA | (U) Under construction, less than or equal to 50 percent complete | 5
2022 | 9 | 13683 | North Carolina El Member Corp | Electric Utility | McKinney BESS | NC | 65241 | BAT1 | 5 | Batteries | MWH | BA | (U) Under construction, less than or equal to 50 percent complete | 5
2022 | 9 | 13683 | North Carolina El Member Corp | Electric Utility | New Rosewood BESS | NC | 65243 | BAT1 | 2.5 | Batteries | MWH | BA | (U) Under construction, less than or equal to 50 percent complete | 2.5
2022 | 9 | 13683 | North Carolina El Member Corp | Electric Utility | Queens Creek BESS | NC | 65244 | BAT1 | 2.5 | Batteries | MWH | BA | (U) Under construction, less than or equal to 50 percent complete | 2.5
2022 | 9 | 13683 | North Carolina El Member Corp | Electric Utility | Rocky Point BESS | NC | 65245 | BAT1 | 5 | Batteries | MWH | BA | (U) Under construction, less than or equal to 50 percent complete | 5
2022 | 9 | 13683 | North Carolina El Member Corp | Electric Utility | Walkers Crossroads BESS | NC | 65246 | BAT1 | 5 | Batteries | MWH | BA | (U) Under construction, less than or equal to 50 percent complete | 5
2022 | 9 | 63775 | Novel Shelly Solar LLC | IPP | Novel Shelly Solar LLC | MN | 64154 | SHLLY | 1 | Solar Photovoltaic | SUN | PV | (TS) Construction complete, but not yet in commercial operation | 1
2022 | 9 | 64188 | Novel Stein Solar LLC | IPP | Novel Stein Solar LLC CSG | MN | 64563 | STEIN | 1 | Solar Photovoltaic | SUN | PV | (TS) Construction complete, but not yet in commercial operation | 1
2022 | 9 | 64513 | RE Crimson LLC | IPP | Crimson | CA | 65140 | SWSH2 | 150 | Batteries | MWH | BA | (U) Under construction, less than or equal to 50 percent complete | 150
2022 | 9 | 64095 | RPCA Solar 3, LLC | IPP | Byron Highway Solar | CA | 64471 | BYHWY | 5 | Solar Photovoltaic | SUN | PV | (TS) Construction complete, but not yet in commercial operation | 5
2022 | 9 | 64177 | Ranchland Wind Project I, LLC | IPP | Ranchland Wind Project I | TX | 64551 | WT2 | 114.9 | Onshore Wind Turbine | WND | WT | (TS) Construction complete, but not yet in commercial operation | 114.9
2022 | 9 | 64178 | Ranchland Wind Project II, LLC | IPP | Ranchland Wind Project II | TX | 64544 | WT2 | 148 | Onshore Wind Turbine | WND | WT | (TS) Construction complete, but not yet in commercial operation | 148
2022 | 9 | 64179 | Ranchland Wind Storage, LLC | IPP | Ranchland Wind Storage | TX | 64545 | BA | 73 | Batteries | MWH | BA | (V) Under construction, more than 50 percent complete | 73
2022 | 9 | 64917 | Rayos del Sol Solar Project, LLC | IPP | Vancourt Solar Interconnections | TX | 65662 | VAN1 | 45 | Solar Photovoltaic | SUN | PV | (U) Under construction, less than or equal to 50 percent complete | 45
2022 | 9 | 62047 | Roadrunner Solar, LLC | IPP | Roadrunner, LLC Hybrid | TX | 62561 | BA | 50 | Batteries | MWH | BA | (V) Under construction, more than 50 percent complete | 50
2022 | 9 | 64912 | SR Bolivar, LLC | IPP | SR Bolivar | TN | 65640 | SRBOL | 3.3 | Solar Photovoltaic | SUN | PV | (U) Under construction, less than or equal to 50 percent complete | 3.3
2022 | 9 | 17609 | Southern California Edison Co | Electric Utility | Anode (Springville) BESS | CA | 65458 | ANOD1 | 112.5 | Batteries | MWH | BA | (V) Under construction, more than 50 percent complete | 112.5
2022 | 9 | 17609 | Southern California Edison Co | Electric Utility | Anode (Springville) BESS | CA | 65458 | ANOD2 | 112.5 | Batteries | MWH | BA | (V) Under construction, more than 50 percent complete | 112.5
2022 | 9 | 17609 | Southern California Edison Co | Electric Utility | DESI-2 Battery Storage Facility | CA | 62460 | DESI2 | 1.4 | Batteries | MWH | BA | (TS) Construction complete, but not yet in commercial operation | 1.4
2022 | 9 | 61516 | Stratford Solar Center, LLC | IPP | Stratford Solar Center, LLC | VA | 61908 | STRAT | 15 | Solar Photovoltaic | SUN | PV | (TS) Construction complete, but not yet in commercial operation | 15
2022 | 9 | 63718 | Sunflower County Solar Project, LLC | IPP | Sunflower County | MS | 64081 | SUNFL | 100 | Solar Photovoltaic | SUN | PV | (TS) Construction complete, but not yet in commercial operation | 100
2022 | 9 | 62820 | Syncarpha Millbury, LLC | IPP | Syncarpha Millbury Hybrid | MA | 62974 | SYMIB | 3.8 | Batteries | MWH | BA | (V) Under construction, more than 50 percent complete | 3.8
2022 | 9 | 62820 | Syncarpha Millbury, LLC | IPP | Syncarpha Millbury Hybrid | MA | 62974 | SYMIS | 5 | Solar Photovoltaic | SUN | PV | (V) Under construction, more than 50 percent complete | 5
2022 | 9 | 64366 | Terra-Gen Operating Co-Hybrid | IPP | Edwards Sanborn S4 | CA | 65677 | PV | 41.2 | Solar Photovoltaic | SUN | PV | (U) Under construction, less than or equal to 50 percent complete | 41.2
2022 | 9 | 65112 | TotalEnergies Distributed Generation, LLC | Commercial | Shasta College PH2 Solar Project | CA | 65940 | SCSP1 | 1.3 | Solar Photovoltaic | SUN | PV | (T) Regulatory approvals received. Not under construction | 1.5
2022 | 9 | 65112 | TotalEnergies Distributed Generation, LLC | Commercial | Shasta College PH2 Solar Project | CA | 65940 | SCSPB | 0.5 | Batteries | MWH | BA | (T) Regulatory approvals received. Not under construction | 0.5
2022 | 9 | 64762 | USS Mesa Solar LLC | IPP | USS Mesa Solar LLC | MN | 65442 | USSMS | 1 | Solar Photovoltaic | SUN | PV | (V) Under construction, more than 50 percent complete | 1
2022 | 9 | 64764 | USS Verbena Solar LLC | IPP | USS Verbena Solar LLC | MN | 65444 | USSVS | 1 | Solar Photovoltaic | SUN | PV | (V) Under construction, more than 50 percent complete | 1
2022 | 9 | 64569 | West Texas Solar Project II LLC | IPP | Taygete II Energy Project | TX | 64075 | TAYG2 | 203.8 | Solar Photovoltaic | SUN | PV | (V) Under construction, more than 50 percent complete | 203.8
2022 | 9 | 64878 | West Valley-Mission Community College District | IPP | West Valley Mission CCD Solar Project | CA | 65570 | WVMBA | 0.9 | Batteries | MWH | BA | (TS) Construction complete, but not yet in commercial operation | 0.9
2022 | 9 | 64878 | West Valley-Mission Community College District | IPP | West Valley Mission CCD Solar Project | CA | 65570 | WVMSP | 2.5 | Solar Photovoltaic | SUN | PV | (V) Under construction, more than 50 percent complete | 2.7
2022 | 9 | 20856 | Wisconsin Power & Light Co | Electric Utility | North Rock | WI | 65010 | PV1 | 50 | Solar Photovoltaic | SUN | PV | (V) Under construction, more than 50 percent complete | 50
2022 | 10 | 64527 | ASA DeKalb NY Solar I LLC | IPP | ASA DeKalb NY Solar I LLC | NY | 65156 | DEK1 | 5 | Solar Photovoltaic | SUN | PV | (U) Under construction, less than or equal to 50 percent complete | 5
2022 | 10 | 64526 | ASA DeKalb NY Solar II LLC | IPP | ASA DeKalb NY Solar II LLC | NY | 65155 | DEK2 | 3 | Solar Photovoltaic | SUN | PV | (U) Under construction, less than or equal to 50 percent complete | 3
2022 | 10 | 64484 | ASA DeKalb NY Solar III LLC | IPP | ASA DeKalb NY Solar III LLC | NY | 65067 | DEK3 | 3.3 | Solar Photovoltaic | SUN | PV | (U) Under construction, less than or equal to 50 percent complete | 3.3
2022 | 10 | 64530 | ASA Gouverneur NY Solar II LLC | IPP | ASA Gouverneur NY Solar II LLC | NY | 65158 | GOV2 | 4 | Solar Photovoltaic | SUN | PV | (U) Under construction, less than or equal to 50 percent complete | 4
2022 | 10 | 62627 | Alchemy Renewable Energy | IPP | BE Solar LLC | GA | 65728 | GABE | 3 | Solar Photovoltaic | SUN | PV | (U) Under construction, less than or equal to 50 percent complete | 3
2022 | 10 | 62627 | Alchemy Renewable Energy | IPP | Rockmart | GA | 65730 | GARO | 2.6 | Solar Photovoltaic | SUN | PV | (U) Under construction, less than or equal to 50 percent complete | 2.6
2022 | 10 | 62627 | Alchemy Renewable Energy | IPP | Statesboro Solar LLC | GA | 65727 | GAST | 3 | Solar Photovoltaic | SUN | PV | (U) Under construction, less than or equal to 50 percent complete | 3
2022 | 10 | 63575 | Bluegrass Solar, LLC | IPP | Bluegrass Solar | MD | 63910 | BGS | 80 | Solar Photovoltaic | SUN | PV | (V) Under construction, more than 50 percent complete | 80
2022 | 10 | 64805 | Bluestone Wind, LLC | IPP | Bluestone Wind, LLC | NY | 65496 | BLUES | 111.8 | Onshore Wind Turbine | WND | WT | (U) Under construction, less than or equal to 50 percent complete | 111.8
2022 | 10 | 60816 | Boston Medical Center | Commercial | Boston Medical Center CHP Plant | MA | 61186 | BATT | 1 | Batteries | MWH | BA | (U) Under construction, less than or equal to 50 percent complete | 1
2022 | 10 | 58939 | Cameron Wind 1 LLC | IPP | Cameron Wind 1 LLC | TX | 59118 | SABAL | 24 | Batteries | MWH | BA | (U) Under construction, less than or equal to 50 percent complete | 24
2022 | 10 | 56769 | Consolidated Edison Development Inc. | IPP | CED Denmark Solar Hybrid | ME | 63898 | DSBS | 2.3 | Batteries | MWH | BA | (L) Regulatory approvals pending. Not under construction | 2.3
2022 | 10 | 56769 | Consolidated Edison Development Inc. | IPP | CED Denmark Solar Hybrid | ME | 63898 | DSPV | 2.5 | Solar Photovoltaic | SUN | PV | (L) Regulatory approvals pending. Not under construction | 2.5
2022 | 10 | 59319 | Cotton Solar, LLC | IPP | Cotton Solar | SC | 59572 | PV1 | 16 | Solar Photovoltaic | SUN | PV | (L) Regulatory approvals pending. Not under construction | 16
2022 | 10 | 5248 | Dominion Energy Inc | Electric Utility | Dry Bridge Storage | VA | 65044 | DBES | 20 | Batteries | MWH | BA | (L) Regulatory approvals pending. Not under construction | 20
2022 | 10 | 6455 | Duke Energy Florida, LLC | Electric Utility | Bay Trail Solar Power Plant | FL | 64145 | PV1 | 74.9 | Solar Photovoltaic | SUN | PV | (V) Under construction, more than 50 percent complete | 74.9
2022 | 10 | 58970 | Ecoplexus, Inc | IPP | High Shoals PV1 | NC | 59997 | HISHO | 16 | Solar Photovoltaic | SUN | PV | (U) Under construction, less than or equal to 50 percent complete | 16
2022 | 10 | 58970 | Ecoplexus, Inc | IPP | Pleasant Hill PV1 | NC | 63787 | PHILL | 20 | Solar Photovoltaic | SUN | PV | (L) Regulatory approvals pending. Not under construction | 20
2022 | 10 | 65049 | Elba Solar LLC | IPP | Elba Solar LLC | IL | 65797 | ELBA | 2 | Solar Photovoltaic | SUN | PV | (T) Regulatory approvals received. Not under construction | 2
2022 | 10 | 63653 | Energix Nokesville, LLC | IPP | Energix Nokesville, LLC | VA | 64012 | ENX07 | 20 | Solar Photovoltaic | SUN | PV | (V) Under construction, more than 50 percent complete | 20
2022 | 10 | 62856 | Forefront Power, LLC | IPP | CA - Amazon - SMF6 | CA | 65616 | 20031 | 2.6 | Solar Photovoltaic | SUN | PV | (U) Under construction, less than or equal to 50 percent complete | 2.6
2022 | 10 | 62856 | Forefront Power, LLC | IPP | CA - DGS RFP - RJ Donovan State Prison | CA | 65104 | 15111 | 2 | Solar Photovoltaic | SUN | PV | (U) Under construction, less than or equal to 50 percent complete | 2
2022 | 10 | 62856 | Forefront Power, LLC | IPP | CA-DGS-California Men's Colony | CA | 65523 | 14057 | 2.2 | Solar Photovoltaic | SUN | PV | (U) Under construction, less than or equal to 50 percent complete | 2.2
2022 | 10 | 6541 | Formosa Plastics Corp | Industrial | Formosa Utility Venture Ltd | TX | 10554 | 3ST1 | 38 | Natural Gas Fired Combined Cycle | NG | CA | (TS) Construction complete, but not yet in commercial operation | 40
2022 | 10 | 6541 | Formosa Plastics Corp | Industrial | Formosa Utility Venture Ltd | TX | 10554 | 3TBG1 | 97 | Natural Gas Fired Combined Cycle | NG | CT | (TS) Construction complete, but not yet in commercial operation | 102
2022 | 10 | 6541 | Formosa Plastics Corp | Industrial | Formosa Utility Venture Ltd | TX | 10554 | 3TBG2 | 97 | Natural Gas Fired Combined Cycle | NG | CT | (TS) Construction complete, but not yet in commercial operation | 102
2022 | 10 | 61944 | Goldman Sachs Renewable Power LLC | IPP | NY8 - Grissom Solar | NY | 65121 | GEN1 | 20 | Solar Photovoltaic | SUN | PV | (V) Under construction, more than 50 percent complete | 20
2022 | 10 | 64989 | Great Pathfinder Wind | IPP | Great Pathfinder Wind | IA | 65715 | GPFWF | 224.4 | Onshore Wind Turbine | WND | WT | (V) Under construction, more than 50 percent complete | 224.4
2022 | 10 | 60025 | Greenbacker Renewable Energy Corporation | IPP | Gunnison Solar | UT | 65618 | 524 | 1.5 | Solar Photovoltaic | SUN | PV | (U) Under construction, less than or equal to 50 percent complete | 1.5
2022 | 10 | 63109 | Hales Mills Solar, LLC | IPP | Hales Mills Solar, LLC | NY | 63339 | 09751 | 3 | Batteries | MWH | BA | (V) Under construction, more than 50 percent complete | 3
2022 | 10 | 49893 | Invenergy Services LLC | IPP | Calhoun Solar | MI | 64856 | 65009 | 200 | Solar Photovoltaic | SUN | PV | (V) Under construction, more than 50 percent complete | 200
2022 | 10 | 49893 | Invenergy Services LLC | IPP | Number Three Wind Project | NY | 65522 | 65013 | 106 | Onshore Wind Turbine | WND | WT | (U) Under construction, less than or equal to 50 percent complete | 106
2022 | 10 | 49893 | Invenergy Services LLC | IPP | Orangeville Storage | NY | 64686 | 65002 | 24.7 | Batteries | MWH | BA | (TS) Construction complete, but not yet in commercial operation | 24.7
2022 | 10 | 64236 | Kearsarge Upper Union LLC | IPP | Kearsarge Upper Union | MA | 64619 | FUU | 1 | Solar Photovoltaic | SUN | PV | (U) Under construction, less than or equal to 50 percent complete | 1
2022 | 10 | 64236 | Kearsarge Upper Union LLC | IPP | Kearsarge Upper Union | MA | 64619 | UUBAT | 0.8 | Batteries | MWH | BA | (U) Under construction, less than or equal to 50 percent complete | 0.8
2022 | 10 | 62842 | Lightsource Renewable Energy Asset Management, LLC | IPP | Bair | PA | 65076 | PACT1 | 20 | Solar Photovoltaic | SUN | PV | (U) Under construction, less than or equal to 50 percent complete | 20
2022 | 10 | 62842 | Lightsource Renewable Energy Asset Management, LLC | IPP | Hokes 2 | PA | 65082 | PACT8 | 20 | Solar Photovoltaic | SUN | PV | (U) Under construction, less than or equal to 50 percent complete | 20
2022 | 10 | 64625 | MA CS Uxbridge, LLC | IPP | MA CS Uxbridge, LLC | MA | 65362 | UXBRD | 4 | Solar Photovoltaic | SUN | PV | (TS) Construction complete, but not yet in commercial operation | 4
2022 | 10 | 65042 | MN CSG 2019-55 DE LLC | IPP | MN CSG 2019-55 LLC | MN | 65792 | STEGE | 1 | Solar Photovoltaic | SUN | PV | (T) Regulatory approvals received. Not under construction | 1
2022 | 10 | 64714 | Maplewood Solar | Electric Utility | Maplewood Solar | VA | 65319 | MAPL | 120 | Solar Photovoltaic | SUN | PV | (V) Under construction, more than 50 percent complete | 120
2022 | 10 | 56990 | NJR Clean Energy Ventures Corporation | IPP | Aero Haven Solar | NJ | 63195 | ACP3 | 2.6 | Solar Photovoltaic | SUN | PV | (V) Under construction, more than 50 percent complete | 2.6
2022 | 10 | 13683 | North Carolina El Member Corp | Electric Utility | Zion Hill BESS | NC | 65247 | BAT1 | 2.5 | Batteries | MWH | BA | (U) Under construction, less than or equal to 50 percent complete | 2.5
2022 | 10 | 64752 | Perendale Holdings, LLC | IPP | Perendale Holdings, LLC | NC | 65426 | GEN1 | 7.5 | Solar Photovoltaic | SUN | PV | (P) Planned for installation, but regulatory approvals not initiated | 7.5
2022 | 10 | 64360 | SR Clay, LLC | IPP | SR Clay, LLC | GA | 64838 | CLAY | 106 | Solar Photovoltaic | SUN | PV | (V) Under construction, more than 50 percent complete | 106
2022 | 10 | 64913 | SR Paris, LLC | IPP | SR Paris | TN | 65641 | SRPAR | 6.8 | Solar Photovoltaic | SUN | PV | (U) Under construction, less than or equal to 50 percent complete | 6.8
2022 | 10 | 64363 | SR Turkey Creek, LLC | IPP | SR Turkey Creek, LLC | KY | 64842 | SRTC | 50 | Solar Photovoltaic | SUN | PV | (U) Under construction, less than or equal to 50 percent complete | 50
2022 | 10 | 60217 | San Bernardino Valley Mun. Water Dist. | Electric Utility | Waterman Turnout Hydroelectric | CA | 60466 | WTHF | 1 | Conventional Hydroelectric | WAT | HY | (V) Under construction, more than 50 percent complete | 1
2022 | 10 | 21554 | Seminole Electric Cooperative Inc | Electric Utility | Seminole (FL) | FL | 136 | CT1 | 351 | Natural Gas Fired Combined Cycle | NG | CT | (TS) Construction complete, but not yet in commercial operation | 384.2
2022 | 10 | 21554 | Seminole Electric Cooperative Inc | Electric Utility | Seminole (FL) | FL | 136 | CT2 | 351 | Natural Gas Fired Combined Cycle | NG | CT | (TS) Construction complete, but not yet in commercial operation | 384.2
2022 | 10 | 21554 | Seminole Electric Cooperative Inc | Electric Utility | Seminole (FL) | FL | 136 | ST | 397.4 | Natural Gas Fired Combined Cycle | NG | CA | (TS) Construction complete, but not yet in commercial operation | 414.8
2022 | 10 | 17609 | Southern California Edison Co | Electric Utility | Separator (Etiwanda) BESS | CA | 65456 | SEPAR | 112.5 | Batteries | MWH | BA | (U) Under construction, less than or equal to 50 percent complete | 112.5
2022 | 10 | 64366 | Terra-Gen Operating Co-Hybrid | IPP | Edwards Sanborn E1B | CA | 65674 | PV | 154.4 | Solar Photovoltaic | SUN | PV | (U) Under construction, less than or equal to 50 percent complete | 154.4
2022 | 10 | 60947 | Tesla Inc. | Industrial | Tesla Reno GigaFactory | NV | 64098 | 3 | 1 | Solar Photovoltaic | SUN | PV | (TS) Construction complete, but not yet in commercial operation | 1
2022 | 10 | 64281 | Thigpen Solar, LLC | IPP | Thigpen Farms Solar, LLC | NC | 60850 | PV1 | 5 | Solar Photovoltaic | SUN | PV | (T) Regulatory approvals received. Not under construction | 5
2022 | 10 | 56773 | Toyon Landfill Gas Conversion, LLC | IPP | Toyon Power Station | CA | 54327 | TOY7 | 0.9 | Landfill Gas | LFG | IC | (V) Under construction, more than 50 percent complete | 1.1
2022 | 10 | 64399 | Trona Solar III LLC | IPP | Trona Solar III | CA | 64914 | 71466 | 2 | Solar Photovoltaic | SUN | PV | (V) Under construction, more than 50 percent complete | 2
2022 | 10 | 64763 | USS Wells Creek Solar LLC | IPP | USS Wells Creek Solar LLC | MN | 65443 | USSWC | 1 | Solar Photovoltaic | SUN | PV | (V) Under construction, more than 50 percent complete | 1
2022 | 10 | 19539 | University of Iowa | Commercial | University of Iowa Main Power Plant | IA | 54775 | GEN12 | 5.8 | Natural Gas Steam Turbine | NG | ST | (TS) Construction complete, but not yet in commercial operation | 5.8
2022 | 10 | 19539 | University of Iowa | Commercial | University of Iowa Main Power Plant | IA | 54775 | GEN13 | 10 | Natural Gas Steam Turbine | NG | ST | (TS) Construction complete, but not yet in commercial operation | 10
2022 | 10 | 19664 | University of Washington | Commercial | University of Washington Power Plant | WA | 54809 | DRUPS | 2 | Petroleum Liquids | DFO | IC | (U) Under construction, less than or equal to 50 percent complete | 2
2022 | 10 | 65129 | VESI 21 LLC | IPP | Bowling Green Energy Storage Project | OH | 65951 | BG1 | 12 | Batteries | MWH | BA | (U) Under construction, less than or equal to 50 percent complete | 12
2022 | 10 | 65127 | VESI 24 LLC | IPP | Howell Energy Storage Project | NJ | 65953 | HW1 | 7 | Batteries | MWH | BA | (U) Under construction, less than or equal to 50 percent complete | 7
2022 | 10 | 65128 | VESI 25 LLC | IPP | Andover Energy Storage Project | NJ | 65952 | AD1 | 20 | Batteries | MWH | BA | (U) Under construction, less than or equal to 50 percent complete | 20
2022 | 10 | 20856 | Wisconsin Power & Light Co | Electric Utility | Crawfish River | WI | 65012 | PV1 | 75 | Solar Photovoltaic | SUN | PV | (U) Under construction, less than or equal to 50 percent complete | 75
2022 | 10 | 20856 | Wisconsin Power & Light Co | Electric Utility | Wood County | WI | 65011 | PV1 | 150 | Solar Photovoltaic | SUN | PV | (V) Under construction, more than 50 percent complete | 150
2022 | 11 | 61012 | AES Distributed Energy | IPP | AES Waikoloa Solar Hybrid | HI | 63900 | KLOAB | 30 | Batteries | MWH | BA | (U) Under construction, less than or equal to 50 percent complete | 30
2022 | 11 | 61012 | AES Distributed Energy | IPP | AES Waikoloa Solar Hybrid | HI | 63900 | YKLOA | 30 | Solar Photovoltaic | SUN | PV | (U) Under construction, less than or equal to 50 percent complete | 30
2022 | 11 | 64532 | ASA Clayton NY Solar I LLC | IPP | ASA Clayton NY Solar I LLC | NY | 65161 | CLA1 | 1.3 | Solar Photovoltaic | SUN | PV | (L) Regulatory approvals pending. Not under construction | 1.3
2022 | 11 | 64529 | ASA Gouverneur NY Solar I LLC | IPP | ASA Gouverneur NY Solar I LLC | NY | 65157 | GOV1 | 1.5 | Solar Photovoltaic | SUN | PV | (L) Regulatory approvals pending. Not under construction | 1.5
2022 | 11 | 65009 | Ahern Community Solar I, LLC | IPP | Ahern Community Solar I, LLC | IL | 65758 | AHERN | 2 | Solar Photovoltaic | SUN | PV | (U) Under construction, less than or equal to 50 percent complete | 2
2022 | 11 | 59496 | Allete Clean Energy | IPP | Red Barn Energy | WI | 65282 | WT | 91.6 | Onshore Wind Turbine | WND | WT | (U) Under construction, less than or equal to 50 percent complete | 91.6
2022 | 11 | 65118 | AlphaStruxure Service Co LP | Commercial | Brookville Smart Bus Depot Microgrid | MD | 65945 | BESS | 1.5 | Batteries | MWH | BA | (T) Regulatory approvals received. Not under construction | 1.5
2022 | 11 | 65118 | AlphaStruxure Service Co LP | Commercial | Brookville Smart Bus Depot Microgrid | MD | 65945 | GENS | 1.8 | Natural Gas Internal Combustion Engine | NG | IC | (T) Regulatory approvals received. Not under construction | 1.8
2022 | 11 | 65118 | AlphaStruxure Service Co LP | Commercial | Brookville Smart Bus Depot Microgrid | MD | 65945 | PV | 1.7 | Solar Photovoltaic | SUN | PV | (T) Regulatory approvals received. Not under construction | 1.7
2022 | 11 | 64838 | Bear Grove Solar, LLC | IPP | Bear Grove Solar | MN | 65514 | 13260 | 1 | Solar Photovoltaic | SUN | PV | (V) Under construction, more than 50 percent complete | 1
2022 | 11 | 64459 | Blythe Mesa Solar II, LLC | IPP | Blythe Mesa Solar II | CA | 65053 | BMSES | 112 | Batteries | MWH | BA | (V) Under construction, more than 50 percent complete | 112
2022 | 11 | 64459 | Blythe Mesa Solar II, LLC | IPP | Blythe Mesa Solar II | CA | 65053 | IPBMS | 223.6 | Solar Photovoltaic | SUN | PV | (V) Under construction, more than 50 percent complete | 223.6
2022 | 11 | 56310 | Boise White Paper LLC | Industrial | Packaging Corporation of America Jackson Mill | AL | 55044 | STG2 | 26.8 | Natural Gas Steam Turbine | NG | ST | (V) Under construction, more than 50 percent complete | 28.8
2022 | 11 | 6762 | City of Fredonia - (KS) | Electric Utility | Fredonia | KS | 65374 | GEN1 | 1.5 | Petroleum Liquids | DFO | IC | (U) Under construction, less than or equal to 50 percent complete | 1.5
2022 | 11 | 6762 | City of Fredonia - (KS) | Electric Utility | Fredonia | KS | 65374 | GEN2 | 1.5 | Petroleum Liquids | DFO | IC | (U) Under construction, less than or equal to 50 percent complete | 1.5
2022 | 11 | 64896 | Clearwater Energy Resources LLC | IPP | Clearwater Wind I | MT | 65577 | CW1 | 365.5 | Onshore Wind Turbine | WND | WT | (V) Under construction, more than 50 percent complete | 365.5
2022 | 11 | 64839 | Dodge Renewables 1, LLC | IPP | Dodge Renewables 1 | MN | 65515 | 11049 | 1 | Solar Photovoltaic | SUN | PV | (V) Under construction, more than 50 percent complete | 1
2022 | 11 | 64840 | Dodge Renewables 2, LLC | IPP | Dodge Renewables 2 | MN | 65516 | 11083 | 0.8 | Solar Photovoltaic | SUN | PV | (V) Under construction, more than 50 percent complete | 1
2022 | 11 | 5248 | Dominion Energy Inc | Electric Utility | Sycamore Solar | VA | 64136 | SYSO | 42 | Solar Photovoltaic | SUN | PV | (U) Under construction, less than or equal to 50 percent complete | 42
2022 | 11 | 6455 | Duke Energy Florida, LLC | Electric Utility | John Hopkins Middle School Microgrid | FL | 64752 | ES1 | 2.5 | Batteries | MWH | BA | (V) Under construction, more than 50 percent complete | 2.5
2022 | 11 | 6455 | Duke Energy Florida, LLC | Electric Utility | John Hopkins Middle School Microgrid | FL | 64752 | PV1 | 1 | Solar Photovoltaic | SUN | PV | (V) Under construction, more than 50 percent complete | 1
2022 | 11 | 3046 | Duke Energy Progress - (NC) | Electric Utility | Woodfin Solar | NC | 64882 | PV1 | 5 | Solar Photovoltaic | SUN | PV | (V) Under construction, more than 50 percent complete | 5
2022 | 11 | 63237 | Emerald Hills Holding I, LLC | IPP | Depot Solar Center, LLC | VA | 61691 | DEPOT | 15 | Solar Photovoltaic | SUN | PV | (P) Planned for installation, but regulatory approvals not initiated | 15
2022 | 11 | 59380 | Enel Green Power NA, Inc. | IPP | 25 Mile Creek | OK | 65511 | 44444 | 250 | Solar Photovoltaic | SUN | PV | (U) Under construction, less than or equal to 50 percent complete | 250
2022 | 11 | 64438 | Enel Green Power Roseland Solar, LLC | IPP | Roseland Solar Project, LLC | TX | 65028 | ROSEB | 59.1 | Batteries | MWH | BA | (U) Under construction, less than or equal to 50 percent complete | 59.1
2022 | 11 | 62856 | Forefront Power, LLC | IPP | CA-Ventura Co CCD-Oxnard College Canopy | CA | 65447 | 19032 | 1.5 | Solar Photovoltaic | SUN | PV | (U) Under construction, less than or equal to 50 percent complete | 1.5
2022 | 11 | 62856 | Forefront Power, LLC | IPP | IL - SMHEC - Moraine Valley | IL | 64181 | 18017 | 1.3 | Solar Photovoltaic | SUN | PV | (U) Under construction, less than or equal to 50 percent complete | 1.3
2022 | 11 | 60025 | Greenbacker Renewable Energy Corporation | IPP | ER Sand Hill | VT | 65619 | 289 | 2.2 | Solar Photovoltaic | SUN | PV | (V) Under construction, more than 50 percent complete | 2.2
2022 | 11 | 60025 | Greenbacker Renewable Energy Corporation | IPP | Fall River Solar, LLC | SD | 64968 | 452 | 80 | Solar Photovoltaic | SUN | PV | (U) Under construction, less than or equal to 50 percent complete | 80
2022 | 11 | 62806 | Guernsey Power Station LLC | IPP | Guernsey Power Station | OH | 62949 | GPS1 | 612 | Natural Gas Fired Combined Cycle | NG | CS | (U) Under construction, less than or equal to 50 percent complete | 685
2022 | 11 | 62806 | Guernsey Power Station LLC | IPP | Guernsey Power Station | OH | 62949 | GPS2 | 612 | Natural Gas Fired Combined Cycle | NG | CS | (U) Under construction, less than or equal to 50 percent complete | 685
2022 | 11 | 63499 | Gunsight Solar, LLC | IPP | Gunsight Solar, LLC | SC | 63813 | PGR26 | 75 | Solar Photovoltaic | SUN | PV | (V) Under construction, more than 50 percent complete | 75
2022 | 11 | 65076 | HEN Infrastructure, L.L.C. | IPP | Junction (TX) | TX | 65830 | JUNCT | 9.9 | Batteries | MWH | BA | (L) Regulatory approvals pending. Not under construction | 9.9
2022 | 11 | 61750 | Jefferson Solar | IPP | Jefferson Solar | SC | 62233 | 47 | 8.2 | Solar Photovoltaic | SUN | PV | (U) Under construction, less than or equal to 50 percent complete | 8.2
2022 | 11 | 63289 | Key Capture Energy | IPP | NY6 Battery | NY | 65692 | NY6 | 20 | Batteries | MWH | BA | (U) Under construction, less than or equal to 50 percent complete | 20
2022 | 11 | 63289 | Key Capture Energy | IPP | TX13 Endurance Park Storage | TX | 65696 | TX13 | 50 | Batteries | MWH | BA | (U) Under construction, less than or equal to 50 percent complete | 50
2022 | 11 | 62842 | Lightsource Renewable Energy Asset Management, LLC | IPP | Walker | PA | 65080 | PACT5 | 20 | Solar Photovoltaic | SUN | PV | (U) Under construction, less than or equal to 50 percent complete | 20
2022 | 11 | 56990 | NJR Clean Energy Ventures Corporation | IPP | Canoe Brook Solar | NJ | 65705 | CANOE | 6.3 | Solar Photovoltaic | SUN | PV | (V) Under construction, more than 50 percent complete | 6.3
2022 | 11 | 56990 | NJR Clean Energy Ventures Corporation | IPP | Mount Olive Solar Farm | NJ | 65348 | OLIVE | 19.8 | Solar Photovoltaic | SUN | PV | (TS) Construction complete, but not yet in commercial operation | 19.8
2022 | 11 | 15296 | New York Power Authority | Electric Utility | Willis Battery Storage | NY | 63238 | WB1 | 20 | Batteries | MWH | BA | (U) Under construction, less than or equal to 50 percent complete | 20
2022 | 11 | 13491 | New York University | Commercial | New York University Central Plant | NY | 54808 | GR1 | 2.6 | Natural Gas Internal Combustion Engine | NG | IC | (V) Under construction, more than 50 percent complete | 2.6
2022 | 11 | 13683 | North Carolina El Member Corp | Electric Utility | Arba Solar Energy Storage | NC | 64510 | BAT1 | 5.1 | Batteries | MWH | BA | (U) Under construction, less than or equal to 50 percent complete | 5.1
2022 | 11 | 13683 | North Carolina El Member Corp | Electric Utility | Arba Solar Energy Storage | NC | 64510 | SOL1 | 5 | Solar Photovoltaic | SUN | PV | (U) Under construction, less than or equal to 50 percent complete | 5
2022 | 11 | 13683 | North Carolina El Member Corp | Electric Utility | Rose Acre Solar Energy Storage | NC | 64511 | BAT1 | 2.5 | Batteries | MWH | BA | (U) Under construction, less than or equal to 50 percent complete | 2.5
2022 | 11 | 13683 | North Carolina El Member Corp | Electric Utility | Rose Acre Solar Energy Storage | NC | 64511 | SOL1 | 2 | Solar Photovoltaic | SUN | PV | (U) Under construction, less than or equal to 50 percent complete | 2
2022 | 11 | 64130 | Novel Schroeder Solar LLC | IPP | Novel Schroeder Solar LLC CSG | MN | 64484 | SCRDR | 1 | Solar Photovoltaic | SUN | PV | (TS) Construction complete, but not yet in commercial operation | 1
2022 | 11 | 56215 | RWE Renewables Americas LLC | IPP | Blackjack Creek Wind Farm | TX | 62783 | BLKJK | 239.6 | Onshore Wind Turbine | WND | WT | (V) Under construction, more than 50 percent complete | 239.6
2022 | 11 | 64740 | Santa Paula Energy Storage, LLC | IPP | Santa Paula Energy Storage LLC | CA | 65397 | SP1 | 30 | Batteries | MWH | BA | (V) Under construction, more than 50 percent complete | 30
2022 | 11 | 17609 | Southern California Edison Co | Electric Utility | Cathode (Hinson) BESS | CA | 65457 | CATH1 | 100 | Batteries | MWH | BA | (U) Under construction, less than or equal to 50 percent complete | 100
2022 | 11 | 17609 | Southern California Edison Co | Electric Utility | Cathode (Hinson) BESS | CA | 65457 | CATH2 | 100 | Batteries | MWH | BA | (U) Under construction, less than or equal to 50 percent complete | 100
2022 | 11 | 62744 | St. James Solar, LLC | IPP | St. James Solar (LA) | LA | 62854 | SJS | 20 | Solar Photovoltaic | SUN | PV | (V) Under construction, more than 50 percent complete | 20
2022 | 11 | 62813 | Syncarpha Westminster, LLC | IPP | Syncarpha Westminster Hybrid | MA | 62971 | SYWEB | 2.9 | Batteries | MWH | BA | (U) Under construction, less than or equal to 50 percent complete | 2.9
2022 | 11 | 62813 | Syncarpha Westminster, LLC | IPP | Syncarpha Westminster Hybrid | MA | 62971 | SYWES | 4.7 | Solar Photovoltaic | SUN | PV | (V) Under construction, more than 50 percent complete | 4.7
2022 | 11 | 64760 | USS Catfish Solar LLC | IPP | USS Catfish Solar LLC | MN | 65440 | USSCF | 1 | Solar Photovoltaic | SUN | PV | (V) Under construction, more than 50 percent complete | 1
2022 | 11 | 64759 | USS Franklin Solar LLC | IPP | USS Franklin Solar LLC | MN | 65439 | USSFS | 1 | Solar Photovoltaic | SUN | PV | (V) Under construction, more than 50 percent complete | 1
2022 | 11 | 64995 | Victory Pass I, LLC | IPP | Victory Pass | CA | 65743 | VCTBA | 50 | Batteries | MWH | BA | (T) Regulatory approvals received. Not under construction | 50
2022 | 11 | 64995 | Victory Pass I, LLC | IPP | Victory Pass | CA | 65743 | VCTPV | 200 | Solar Photovoltaic | SUN | PV | (T) Regulatory approvals received. Not under construction | 200
2022 | 11 | 62048 | Westlands Almond LLC | IPP | Almond | CA | 62546 | ALMND | 19.9 | Solar Photovoltaic | SUN | PV | (T) Regulatory approvals received. Not under construction | 19.9
2022 | 11 | 20856 | Wisconsin Power & Light Co | Electric Utility | Boaz Microgrid Battery | WI | 65633 | BESS1 | 0.3 | Batteries | MWH | BA | (U) Under construction, less than or equal to 50 percent complete | 3.6
2022 | 12 | 61222 | 174 Power Global Corp. | IPP | Gerdau | TX | 63797 | GER01 | 80 | Solar Photovoltaic | SUN | PV | (U) Under construction, less than or equal to 50 percent complete | 80
2022 | 12 | 61477 | 325MK 8me LLC | IPP | Eagle Shadow Mountain Solar Farm | NV | 61852 | ESMSF | 300 | Solar Photovoltaic | SUN | PV | (TS) Construction complete, but not yet in commercial operation | 300
2022 | 12 | 61012 | AES Distributed Energy | IPP | AES Maui Kuihelani Solar Hybrid | HI | 64256 | KULNI | 60 | Solar Photovoltaic | SUN | PV | (T) Regulatory approvals received. Not under construction | 60
2022 | 12 | 64531 | ASA Volney NY Solar I LLC | IPP | ASA Volney NY Solar I LLC | NY | 65159 | VOL1 | 5 | Solar Photovoltaic | SUN | PV | (U) Under construction, less than or equal to 50 percent complete | 5
2022 | 12 | 63004 | Abundant Solar Power Inc. | IPP | Wheaton-STEU | NY | 63228 | 11410 | 5 | Solar Photovoltaic | SUN | PV | (P) Planned for installation, but regulatory approvals not initiated | 5
2022 | 12 | 61514 | Agilitas Energy, LLC | IPP | Old Middleboro Road Solar | MA | 64759 | OLD | 5 | Solar Photovoltaic | SUN | PV | (V) Under construction, more than 50 percent complete | 5
2022 | 12 | 61514 | Agilitas Energy, LLC | IPP | Old Middleboro Road Solar | MA | 64759 | OLDBA | 4.5 | Batteries | MWH | BA | (V) Under construction, more than 50 percent complete | 4.5
2022 | 12 | 62627 | Alchemy Renewable Energy | IPP | Brady Solar LLC | GA | 65729 | GABR | 1.8 | Solar Photovoltaic | SUN | PV | (U) Under construction, less than or equal to 50 percent complete | 1.8
2022 | 12 | 59496 | Allete Clean Energy | IPP | Northern Wind | MN | 65714 | 32004 | 100 | Onshore Wind Turbine | WND | WT | (U) Under construction, less than or equal to 50 percent complete | 100
2022 | 12 | 59496 | Allete Clean Energy | IPP | Rock Aetna Power Partners | MN | 65713 | 32005 | 20 | Onshore Wind Turbine | WND | WT | (U) Under construction, less than or equal to 50 percent complete | 20
2022 | 12 | 63494 | Allora Solar, LLC | IPP | Allora Solar, LLC | SC | 63808 | PGR30 | 75 | Solar Photovoltaic | SUN | PV | (U) Under construction, less than or equal to 50 percent complete | 75
2022 | 12 | 63722 | Alta Farms II Wind Project, LLC | IPP | Alta Farms II Wind Project, LLC | IL | 64088 | WT2 | 200.5 | Onshore Wind Turbine | WND | WT | (V) Under construction, more than 50 percent complete | 200.5
2022 | 12 | 63803 | Apex Solar LLC | IPP | Rattlesnake Solar | MT | 64189 | RSNAK | 80 | Solar Photovoltaic | SUN | PV | (U) Under construction, less than or equal to 50 percent complete | 80
2022 | 12 | 64655 | Appaloosa Run Wind, LLC | IPP | Appaloosa Run Wind | TX | 65335 | WAPPA | 171.8 | Onshore Wind Turbine | WND | WT | (U) Under construction, less than or equal to 50 percent complete | 171.8
2022 | 12 | 64548 | Apple Grove Solar, LLC | IPP | Apple Grove Solar, LLC | VA | 65224 | ENX15 | 18.6 | Solar Photovoltaic | SUN | PV | (T) Regulatory approvals received. Not under construction | 18.6
2022 | 12 | 64996 | Arica Solar, LLC | IPP | Arica Solar | CA | 65744 | ARCBA | 136 | Batteries | MWH | BA | (T) Regulatory approvals received. Not under construction | 136
2022 | 12 | 64996 | Arica Solar, LLC | IPP | Arica Solar | CA | 65744 | ARCPV | 263 | Solar Photovoltaic | SUN | PV | (T) Regulatory approvals received. Not under construction | 263
2022 | 12 | 803 | Arizona Public Service Co | Electric Utility | Cotton Center Solar Hybrid | AZ | 57561 | CC17M | 17 | Batteries | MWH | BA | (P) Planned for installation, but regulatory approvals not initiated | 17
2022 | 12 | 803 | Arizona Public Service Co | Electric Utility | Desert Star Hybrid | AZ | 59444 | DS10M | 10 | Batteries | MWH | BA | (V) Under construction, more than 50 percent complete | 10
2022 | 12 | 803 | Arizona Public Service Co | Electric Utility | El Sol BESS | AZ | 62964 | EL50M | 50 | Batteries | MWH | BA | (P) Planned for installation, but regulatory approvals not initiated | 50
2022 | 12 | 803 | Arizona Public Service Co | Electric Utility | Foothills Solar Plant Hybrid | AZ | 57997 | FH38M | 38 | Batteries | MWH | BA | (P) Planned for installation, but regulatory approvals not initiated | 38
2022 | 12 | 803 | Arizona Public Service Co | Electric Utility | Gila Bend Hybrid | AZ | 59020 | GB36M | 36 | Batteries | MWH | BA | (P) Planned for installation, but regulatory approvals not initiated | 36
2022 | 12 | 803 | Arizona Public Service Co | Electric Utility | Hyder II Hybrid | AZ | 58383 | H214M | 14 | Batteries | MWH | BA | (P) Planned for installation, but regulatory approvals not initiated | 14
2022 | 12 | 803 | Arizona Public Service Co | Electric Utility | Hyder Solar Hybrid | AZ | 57563 | H116M | 16 | Batteries | MWH | BA | (P) Planned for installation, but regulatory approvals not initiated | 16
2022 | 12 | 803 | Arizona Public Service Co | Electric Utility | Paloma Solar Hybrid | AZ | 57562 | PA17M | 17 | Batteries | MWH | BA | (P) Planned for installation, but regulatory approvals not initiated | 17
2022 | 12 | 61768 | Arrow Canyon Solar LLC | IPP | Arrow Canyon Solar Hybrid | NV | 62248 | 1 | 274 | Solar Photovoltaic | SUN | PV | (P) Planned for installation, but regulatory approvals not initiated | 274
2022 | 12 | 61711 | Ashley Solar (SC) | IPP | Ashley Solar (SC) | SC | 62179 | 21 | 2 | Solar Photovoltaic | SUN | PV | (V) Under construction, more than 50 percent complete | 2
2022 | 12 | 59474 | BQ Energy LLC | IPP | West Valley East | NY | 62738 | WVE | 5 | Solar Photovoltaic | SUN | PV | (U) Under construction, less than or equal to 50 percent complete | 5
2022 | 12 | 59474 | BQ Energy LLC | IPP | West Valley West | NY | 62737 | WVW | 5 | Solar Photovoltaic | SUN | PV | (U) Under construction, less than or equal to 50 percent complete | 5
2022 | 12 | 59474 | BQ Energy LLC | IPP | Yeoman Creek | IL | 61910 | YEOM | 8.8 | Solar Photovoltaic | SUN | PV | (L) Regulatory approvals pending. Not under construction | 8.8
2022 | 12 | 64757 | BT Cunningham Storage, LLC | IPP | Cunningham Storage | TX | 65410 | SPUT | 190 | Batteries | MWH | BA | (V) Under construction, more than 50 percent complete | 190
2022 | 12 | 64804 | Ball Hill Wind Energy, LLC | IPP | Ball Hill Wind Energy, LLC | NY | 65495 | BALLH | 107.2 | Onshore Wind Turbine | WND | WT | (U) Under construction, less than or equal to 50 percent complete | 107.2
2022 | 12 | 63421 | Biggs Ford Solar Center, LLC | IPP | Biggs Ford Solar Center | MD | 61321 | BFSC | 15 | Solar Photovoltaic | SUN | PV | (L) Regulatory approvals pending. Not under construction | 15
2022 | 12 | 61717 | Birch Solar | IPP | Birch Solar | SC | 62185 | 27 | 2 | Solar Photovoltaic | SUN | PV | (V) Under construction, more than 50 percent complete | 2
2022 | 12 | 65039 | Bishopville Solar II, LLC | IPP | Bishopville Solar II, LLC | SC | 65781 | BSHP2 | 10 | Solar Photovoltaic | SUN | PV | (P) Planned for installation, but regulatory approvals not initiated | 10
2022 | 12 | 63883 | Broad Reach Power | IPP | Cascade Energy Storage, LLC | CA | 61801 | 10002 | 25 | Batteries | MWH | BA | (U) Under construction, less than or equal to 50 percent complete | 25
2022 | 12 | 65012 | Buffalo Ridge Wind, LLC | IPP | Buffalo Ridge Wind | MN | 65761 | 3161 | 50 | Onshore Wind Turbine | WND | WT | (U) Under construction, less than or equal to 50 percent complete | 106
2022 | 12 | 64505 | Cabin Creek Solar, LLC | IPP | Cabin Creek Solar, LLC | NC | 65107 | PGR34 | 70.2 | Solar Photovoltaic | SUN | PV | (V) Under construction, more than 50 percent complete | 70.2
2022 | 12 | 64542 | Caden Energix Endless Caverns, LLC | IPP | Caden Energix Endless Caverns, LLC | VA | 65219 | ENX16 | 31.4 | Solar Photovoltaic | SUN | PV | (L) Regulatory approvals pending. Not under construction | 31.4
2022 | 12 | 65002 | Carnes Creek Solar, LLC | IPP | Carnes Creek Solar (CSG) | OR | 65745 | CAC22 | 2.5 | Solar Photovoltaic | SUN | PV | (T) Regulatory approvals received. Not under construction | 2.5
2022 | 12 | 65044 | Castle Gap Wind Power, LLC | IPP | Castle Gap Wind | TX | 65790 | CGWIN | 196.8 | Onshore Wind Turbine | WND | WT | (T) Regulatory approvals received. Not under construction | 196.8
2022 | 12 | 61817 | Collard Holdings, LLC | IPP | Collard Holdings Solar | NC | 62317 | PV | 10 | Solar Photovoltaic | SUN | PV | (L) Regulatory approvals pending. Not under construction | 10
2022 | 12 | 4226 | Consolidated Edison Co-NY Inc | Electric Utility | Fox Hills Battery Station | NY | 65035 | ESSFH | 7.5 | Batteries | MWH | BA | (U) Under construction, less than or equal to 50 percent complete | 7.5
2022 | 12 | 65003 | Cosper Creek Solar, LLC | IPP | Cosper Creek Solar (CSG) | OR | 65746 | CC22 | 2.5 | Solar Photovoltaic | SUN | PV | (T) Regulatory approvals received. Not under construction | 2.5
2022 | 12 | 63523 | DePue Holdings, LLC | IPP | DePue Holdings, LLC | IL | 63845 | DEPUE | 20 | Solar Photovoltaic | SUN | PV | (V) Under construction, more than 50 percent complete | 20
2022 | 12 | 60537 | Deerfield Wind Energy, LLC | IPP | Deerfield Wind Energy 2 | MI | 65742 | DWF02 | 112.1 | Onshore Wind Turbine | WND | WT | (U) Under construction, less than or equal to 50 percent complete | 112.1
2022 | 12 | 61610 | Delaware River Solar, LLC | IPP | Route 5 & 20 Community Solar Farm | NY | 62523 | 1093 | 2.3 | Solar Photovoltaic | SUN | PV | (L) Regulatory approvals pending. Not under construction | 2.3
2022 | 12 | 61610 | Delaware River Solar, LLC | IPP | State Route 64N Community Solar Farm | NY | 62520 | 1089 | 1.2 | Solar Photovoltaic | SUN | PV | (T) Regulatory approvals received. Not under construction | 1.2
2022 | 12 | 64523 | Deptford Solar One, LLC | IPP | Deptford Solar One | NJ | 65147 | VCP01 | 3 | Solar Photovoltaic | SUN | PV | (P) Planned for installation, but regulatory approvals not initiated | 3
2022 | 12 | 64609 | ENGIE Solidago Solar LLC | IPP | ENGIE Solidago Solar Project - Hybrid | DE | 65304 | SOLAR | 50 | Solar Photovoltaic | SUN | PV | (U) Under construction, less than or equal to 50 percent complete | 50
2022 | 12 | 58970 | Ecoplexus, Inc | IPP | E Nash PV1 | NC | 60002 | NASH1 | 20 | Solar Photovoltaic | SUN | PV | (L) Regulatory approvals pending. Not under construction | 20
2022 | 12 | 58970 | Ecoplexus, Inc | IPP | East Nash PV2 | NC | 63789 | ENSH2 | 26 | Solar Photovoltaic | SUN | PV | (L) Regulatory approvals pending. Not under construction | 26
2022 | 12 | 58970 | Ecoplexus, Inc | IPP | Olin Creek Farm Solar | NC | 64626 | OLINC | 35 | Solar Photovoltaic | SUN | PV | (T) Regulatory approvals received. Not under construction | 35
2022 | 12 | 65011 | El Sauz Ranch Wind, LLC | IPP | El Sauz Ranch Wind, LLC | TX | 65760 | ELSAU | 301 | Onshore Wind Turbine | WND | WT | (P) Planned for installation, but regulatory approvals not initiated | 301
2022 | 12 | 59380 | Enel Green Power NA, Inc. | IPP | Sierra Energy Storage, LLC | CA | 61803 | 10003 | 10 | Batteries | MWH | BA | (U) Under construction, less than or equal to 50 percent complete | 10
2022 | 12 | 64458 | Enfield Solar One, LLC | IPP | Enfield Solar One | CT | 65047 | VCP07 | 4 | Solar Photovoltaic | SUN | PV | (P) Planned for installation, but regulatory approvals not initiated | 4
2022 | 12 | 64428 | Evergy, Inc. | IPP | Hawthorn Solar I | MO | 65296 | HAW10 | 10 | Solar Photovoltaic | SUN | PV | (L) Regulatory approvals pending. Not under construction | 10
2022 | 12 | 6395 | Flathead Electric Coop Inc | Electric Utility | Flathead Landfill to Gas Energy Facility | MT | 64505 | LFGE2 | 1.6 | Landfill Gas | LFG | IC | (U) Under construction, less than or equal to 50 percent complete | 1.6
2022 | 12 | 62856 | Forefront Power, LLC | IPP | CA - Madera USD - Madera South HS | CA | 65615 | 19009 | 1.2 | Solar Photovoltaic | SUN | PV | (U) Under construction, less than or equal to 50 percent complete | 1.2
2022 | 12 | 62856 | Forefront Power, LLC | IPP | CA - Ventura Co CCD - Moorpark College | CA | 65365 | 17024 | 2.6 | Solar Photovoltaic | SUN | PV | (U) Under construction, less than or equal to 50 percent complete | 2.6
2022 | 12 | 62856 | Forefront Power, LLC | IPP | MD - CS - Potomac Edison Co - GA25 TPE | MD | 65339 | 19002 | 2 | Solar Photovoltaic | SUN | PV | (U) Under construction, less than or equal to 50 percent complete | 2
2022 | 12 | 65004 | Fruitland Creek Solar, LLC | IPP | Fruitland Creek Solar (CSG) | OR | 65747 | FC22 | 1.8 | Solar Photovoltaic | SUN | PV | (T) Regulatory approvals received. Not under construction | 1.8
2022 | 12 | 61944 | Goldman Sachs Renewable Power LLC | IPP | Dry Bridge Solar (Brown University) | RI | 62771 | DBS1 | 10 | Solar Photovoltaic | SUN | PV | (TS) Construction complete, but not yet in commercial operation | 10
2022 | 12 | 61944 | Goldman Sachs Renewable Power LLC | IPP | Dry Bridge Solar (Brown University) | RI | 62771 | DBS2 | 10 | Solar Photovoltaic | SUN | PV | (TS) Construction complete, but not yet in commercial operation | 10
2022 | 12 | 61944 | Goldman Sachs Renewable Power LLC | IPP | Dry Bridge Solar (Brown University) | RI | 62771 | DBS3 | 10 | Solar Photovoltaic | SUN | PV | (TS) Construction complete, but not yet in commercial operation | 10
2022 | 12 | 61944 | Goldman Sachs Renewable Power LLC | IPP | Dry Bridge Solar (Brown University) | RI | 62771 | DBS4 | 10 | Solar Photovoltaic | SUN | PV | (TS) Construction complete, but not yet in commercial operation | 10
2022 | 12 | 64976 | Great Prairie Wind LLC | IPP | Gruver Wind LLC | OK | 65704 | GW01 | 160 | Onshore Wind Turbine | WND | WT | (V) Under construction, more than 50 percent complete | 160
2022 | 12 | 60025 | Greenbacker Renewable Energy Corporation | IPP | MTSUN | MT | 64032 | MTSUN | 80 | Solar Photovoltaic | SUN | PV | (U) Under construction, less than or equal to 50 percent complete | 80
2022 | 12 | 60025 | Greenbacker Renewable Energy Corporation | IPP | Millersport GM 1 | NY | 65309 | 532 | 5 | Solar Photovoltaic | SUN | PV | (V) Under construction, more than 50 percent complete | 5
2022 | 12 | 62806 | Guernsey Power Station LLC | IPP | Guernsey Power Station | OH | 62949 | GPS3 | 612 | Natural Gas Fired Combined Cycle | NG | CS | (U) Under construction, less than or equal to 50 percent complete | 685
2022 | 12 | 65076 | HEN Infrastructure, L.L.C. | IPP | Farmersville (TX) | TX | 65812 | FRMVL | 9.9 | Batteries | MWH | BA | (L) Regulatory approvals pending. Not under construction | 9.9
2022 | 12 | 65076 | HEN Infrastructure, L.L.C. | IPP | Gomez | TX | 65814 | GOMEZ | 9.9 | Batteries | MWH | BA | (L) Regulatory approvals pending. Not under construction | 9.9
2022 | 12 | 65076 | HEN Infrastructure, L.L.C. | IPP | Val Verde | TX | 65837 | VALVR | 9.9 | Batteries | MWH | BA | (L) Regulatory approvals pending. Not under construction | 9.9
2022 | 12 | 64409 | Hecate Energy Ramsey , LLC | IPP | Aktina Solar | TX | 64927 | AKS01 | 500 | Solar Photovoltaic | SUN | PV | (V) Under construction, more than 50 percent complete | 500
2022 | 12 | 61001 | Hu Honua Bioenergy, LLC | IPP | Hu Honua Bioenergy Facility | HI | 61364 | HHB | 32 | Other Waste Biomass | OBS | ST | (V) Under construction, more than 50 percent complete | 36
2022 | 12 | 64847 | Inertia Wind Project, LLC | IPP | Inertia Wind Project | TX | 65546 | WINER | 301 | Onshore Wind Turbine | WND | WT | (U) Under construction, less than or equal to 50 percent complete | 301
2022 | 12 | 49893 | Invenergy Services LLC | IPP | Invenergy Nelson Expansion LLC | IL | 60387 | GEN3 | 157 | Natural Gas Fired Combustion Turbine | NG | GT | (U) Under construction, less than or equal to 50 percent complete | 190
2022 | 12 | 49893 | Invenergy Services LLC | IPP | Invenergy Nelson Expansion LLC | IL | 60387 | GEN4 | 157 | Natural Gas Fired Combustion Turbine | NG | GT | (U) Under construction, less than or equal to 50 percent complete | 190
2022 | 12 | 49893 | Invenergy Services LLC | IPP | Sapphire Sky Wind Energy LLC | IL | 65316 | 65011 | 259.8 | Onshore Wind Turbine | WND | WT | (U) Under construction, less than or equal to 50 percent complete | 259.8
2022 | 12 | 49893 | Invenergy Services LLC | IPP | Yum Yum Solar LLC | TN | 63026 | GEN1 | 147 | Solar Photovoltaic | SUN | PV | (U) Under construction, less than or equal to 50 percent complete | 147
2022 | 12 | 64077 | JVR Energy Park LLC | IPP | JVR Energy Park LLC | CA | 64428 | JVR1A | 90 | Solar Photovoltaic | SUN | PV | (T) Regulatory approvals received. Not under construction | 90
2022 | 12 | 64077 | JVR Energy Park LLC | IPP | JVR Energy Park LLC | CA | 64428 | JVR1B | 70 | Batteries | MWH | BA | (T) Regulatory approvals received. Not under construction | 70
2022 | 12 | 65037 | Jackpot Holdings, LLC | Electric Utility | Jackpot Solar, LLC | ID | 65778 | JKPT | 120 | Solar Photovoltaic | SUN | PV | (T) Regulatory approvals received. Not under construction | 120
2022 | 12 | 65005 | Kaiser Creek Solar, LLC | IPP | Kaiser Creek Solar (CSG) | OR | 65748 | KC22 | 2 | Solar Photovoltaic | SUN | PV | (T) Regulatory approvals received. Not under construction | 2
2022 | 12 | 65122 | Kearsarge Beverly LLC | IPP | Kearsarge 100 Sohier Rd | MA | 65950 | SOH | 3.8 | Solar Photovoltaic | SUN | PV | (P) Planned for installation, but regulatory approvals not initiated | 3.8
2022 | 12 | 65120 | Kearsarge Smithfield LLC | IPP | Kearsarge Smithfield LLC | RI | 65949 | SMITH | 8 | Solar Photovoltaic | SUN | PV | (P) Planned for installation, but regulatory approvals not initiated | 8
2022 | 12 | 65121 | Kearsarge West Shore Solar LLC | IPP | Kearsarge West Shore Solar LLC | RI | 65954 | PORT | 5 | Solar Photovoltaic | SUN | PV | (P) Planned for installation, but regulatory approvals not initiated | 5
2022 | 12 | 63289 | Key Capture Energy | IPP | TX19 River Valley Storage 1 | TX | 65699 | TX19 | 50 | Batteries | MWH | BA | (U) Under construction, less than or equal to 50 percent complete | 50
2022 | 12 | 63289 | Key Capture Energy | IPP | TX21 River Valley Storage 2 | TX | 65700 | TX21 | 50 | Batteries | MWH | BA | (U) Under construction, less than or equal to 50 percent complete | 50
2022 | 12 | 64979 | Kossuth County Wind, LLC | IPP | Kossuth County Wind | IA | 65725 | KCW | 70 | Onshore Wind Turbine | WND | WT | (U) Under construction, less than or equal to 50 percent complete | 70
2022 | 12 | 64533 | Lacy Creek Wind, LLC | IPP | Lacy Creek Wind Energy Center | TX | 65162 | LCW1 | 301.3 | Onshore Wind Turbine | WND | WT | (V) Under construction, more than 50 percent complete | 301.3
2022 | 12 | 65086 | Landrace Holdings, LLC | IPP | Landrace Holdings, LLC | SC | 65955 | LANDR | 55 | Solar Photovoltaic | SUN | PV | (T) Regulatory approvals received. Not under construction | 55
2022 | 12 | 61421 | LeGore Bridge Solar Center, LLC | IPP | LeGore Bridge Solar Center | MD | 61796 | LGBSC | 20 | Solar Photovoltaic | SUN | PV | (L) Regulatory approvals pending. Not under construction | 20
2022 | 12 | 64735 | Ledyard Windpower, LLC | IPP | Ledyard Windpower, LLC | IA | 65390 | LDYRD | 200 | Onshore Wind Turbine | WND | WT | (U) Under construction, less than or equal to 50 percent complete | 207
2022 | 12 | 50123 | Leeward Asset Management, LLC | IPP | Chaparral Springs | CA | 64864 | CHAPB | 50 | Batteries | MWH | BA | (U) Under construction, less than or equal to 50 percent complete | 50
2022 | 12 | 50123 | Leeward Asset Management, LLC | IPP | Chaparral Springs | CA | 64864 | CHAPS | 250 | Solar Photovoltaic | SUN | PV | (U) Under construction, less than or equal to 50 percent complete | 250
2022 | 12 | 50123 | Leeward Asset Management, LLC | IPP | Willow Spring Solar 3, LLC | CA | 60325 | GEN01 | 75 | Solar Photovoltaic | SUN | PV | (U) Under construction, less than or equal to 50 percent complete | 75
2022 | 12 | 62842 | Lightsource Renewable Energy Asset Management, LLC | IPP | Bellflower Solar 1 | IN | 65031 | INBF1 | 152.5 | Solar Photovoltaic | SUN | PV | (V) Under construction, more than 50 percent complete | 152.5
2022 | 12 | 62842 | Lightsource Renewable Energy Asset Management, LLC | IPP | Liberty | PA | 65078 | PACT3 | 20 | Solar Photovoltaic | SUN | PV | (P) Planned for installation, but regulatory approvals not initiated | 20
2022 | 12 | 64528 | Lily Garden LLC | IPP | Lily Garden | MN | 65160 | CSG | 1 | Solar Photovoltaic | SUN | PV | (T) Regulatory approvals received. Not under construction | 1
2022 | 12 | 64611 | Limestone Wind Project, LLC | IPP | Limestone Wind Project | TX | 65306 | LIMEW | 299.2 | Onshore Wind Turbine | WND | WT | (U) Under construction, less than or equal to 50 percent complete | 299.2
2022 | 12 | 65006 | Linkville Solar, LLC | IPP | Linkville Solar (CSG) | OR | 65749 | LS22 | 2.8 | Solar Photovoltaic | SUN | PV | (T) Regulatory approvals received. Not under construction | 2.8
2022 | 12 | 64925 | MA CS Dighton, LLC | IPP | MA-Dighton-A | MA | 65646 | MADIG | 3.8 | Solar Photovoltaic | SUN | PV | (U) Under construction, less than or equal to 50 percent complete | 3.8
2022 | 12 | 64442 | MN CSG 2019-17 LLC | IPP | MN CSG 2019-17 LLC | MN | 65004 | MOORE | 1 | Solar Photovoltaic | SUN | PV | (T) Regulatory approvals received. Not under construction | 1
2022 | 12 | 64511 | MN CSG 2019-21 LLC | IPP | Hultman CSG | MN | 65101 | HLTMN | 1 | Solar Photovoltaic | SUN | PV | (U) Under construction, less than or equal to 50 percent complete | 1
2022 | 12 | 64509 | MN CSG 2019-23 LLC | IPP | Eichten 3 CSG | MN | 65115 | ECHT3 | 1 | Solar Photovoltaic | SUN | PV | (U) Under construction, less than or equal to 50 percent complete | 1
2022 | 12 | 64512 | MN CSG 2019-41 LLC | IPP | Lindgren 1 CSG | MN | 65102 | LNDGR | 1 | Solar Photovoltaic | SUN | PV | (U) Under construction, less than or equal to 50 percent complete | 1
2022 | 12 | 64510 | MN CSG 2019-53 LLC | IPP | Eikmeier CSG | MN | 65100 | EIKMR | 1 | Solar Photovoltaic | SUN | PV | (U) Under construction, less than or equal to 50 percent complete | 1
2022 | 12 | 64445 | Mazeppa CSG 1 LLC | IPP | Mazeppa CSG | MN | 65017 | MZPA | 0.4 | Solar Photovoltaic | SUN | PV | (T) Regulatory approvals received. Not under construction | 1
2022 | 12 | 64969 | Meadow Lake Solar Park | IPP | Indiana Crossroads Solar Park | IN | 65702 | GEN01 | 200 | Solar Photovoltaic | SUN | PV | (U) Under construction, less than or equal to 50 percent complete | 200
2022 | 12 | 12320 | Merck & Co Inc | Industrial | Elkton | VA | 52148 | GEN8 | 2 | Natural Gas Internal Combustion Engine | NG | IC | (U) Under construction, less than or equal to 50 percent complete | 2
2022 | 12 | 64477 | Meriden Solar One, LLC | IPP | Meriden Solar One | CT | 65061 | VCP08 | 1 | Solar Photovoltaic | SUN | PV | (P) Planned for installation, but regulatory approvals not initiated | 1
2022 | 12 | 64480 | Millstone Solar One, LLC | IPP | Millstone Solar One | NJ | 65064 | VCP03 | 2.8 | Solar Photovoltaic | SUN | PV | (P) Planned for installation, but regulatory approvals not initiated | 2.8
2022 | 12 | 56990 | NJR Clean Energy Ventures Corporation | IPP | Love Lane Solar | NJ | 65486 | LOVLN | 1.8 | Solar Photovoltaic | SUN | PV | (U) Under construction, less than or equal to 50 percent complete | 1.8
2022 | 12 | 63427 | Neptune Energy Center, LLC | IPP | Neptune Energy Center Hybrid | CO | 63731 | NT125 | 125 | Batteries | MWH | BA | (U) Under construction, less than or equal to 50 percent complete | 125
2022 | 12 | 63427 | Neptune Energy Center, LLC | IPP | Neptune Energy Center Hybrid | CO | 63731 | NT325 | 250 | Solar Photovoltaic | SUN | PV | (U) Under construction, less than or equal to 50 percent complete | 250
2022 | 12 | 64358 | New Market Solar | IPP | New Market Solar | OH | 64853 | NMS2 | 65 | Solar Photovoltaic | SUN | PV | (U) Under construction, less than or equal to 50 percent complete | 65
2022 | 12 | 64260 | Nextera Energy Resources | IPP | Great Prairie Wind | TX | 64665 | GR01 | 358 | Onshore Wind Turbine | WND | WT | (V) Under construction, more than 50 percent complete | 358
2022 | 12 | 64260 | Nextera Energy Resources | IPP | Great Prairie Wind 2 | TX | 64666 | GP03 | 210 | Onshore Wind Turbine | WND | WT | (V) Under construction, more than 50 percent complete | 210
2022 | 12 | 64260 | Nextera Energy Resources | IPP | Great Prairie Wind 3 | TX | 64667 | GP03 | 299 | Onshore Wind Turbine | WND | WT | (V) Under construction, more than 50 percent complete | 299
2022 | 12 | 64377 | Novel Blilie Solar LLC | IPP | Novel Blilie Solar LLC | MN | 64865 | BLILE | 1 | Solar Photovoltaic | SUN | PV | (T) Regulatory approvals received. Not under construction | 1
2022 | 12 | 64433 | Novel Bo Hu 1 Solar LLC | IPP | Novel Bo Hu 1 Solar LLC | MN | 65006 | BOHU1 | 1 | Solar Photovoltaic | SUN | PV | (T) Regulatory approvals received. Not under construction | 1
2022 | 12 | 64443 | Novel Brock Solar LLC | IPP | Novel Brock Solar LLC | MN | 65024 | BROCK | 1 | Solar Photovoltaic | SUN | PV | (T) Regulatory approvals received. Not under construction | 1
2022 | 12 | 64293 | Novel Froehle Solar LLC | IPP | Novel Froehle Solar LLC | MN | 64728 | FROLE | 1 | Solar Photovoltaic | SUN | PV | (U) Under construction, less than or equal to 50 percent complete | 1
2022 | 12 | 64294 | Novel Milbradt Solar LLC | IPP | Novel Milbradt Solar LLC | MN | 64729 | MLBRT | 1 | Solar Photovoltaic | SUN | PV | (U) Under construction, less than or equal to 50 percent complete | 1
2022 | 12 | 64444 | Novel Swenson Solar LLC | IPP | Novel Swenson Solar LLC | MN | 65025 | SWNSN | 1 | Solar Photovoltaic | SUN | PV | (T) Regulatory approvals received. Not under construction | 1
2022 | 12 | 64086 | OE_ALD | IPP | OE_ALD | AL | 64469 | OEALD | 80 | Solar Photovoltaic | SUN | PV | (U) Under construction, less than or equal to 50 percent complete | 80
2022 | 12 | 64581 | OE_FL10 | IPP | OE_FL10 | FL | 65290 | OFL10 | 74.9 | Solar Photovoltaic | SUN | PV | (T) Regulatory approvals received. Not under construction | 74.9
2022 | 12 | 64087 | OE_MS5 | IPP | OE_MS5 | MS | 64529 | MS5_S | 50 | Batteries | MWH | BA | (T) Regulatory approvals received. Not under construction | 50
2022 | 12 | 64087 | OE_MS5 | IPP | OE_MS5 | MS | 64529 | OEMS5 | 200 | Solar Photovoltaic | SUN | PV | (T) Regulatory approvals received. Not under construction | 200
2022 | 12 | 64084 | OE_TN1 | IPP | OETN1 | TN | 64507 | OETN1 | 100 | Solar Photovoltaic | SUN | PV | (T) Regulatory approvals received. Not under construction | 100
2022 | 12 | 63331 | Organic Energy Solutions, Inc. | Electric CHP | OES Biogas Power | CA | 63622 | OES01 | 1.3 | Other Waste Biomass | OBG | IC | (TS) Construction complete, but not yet in commercial operation | 1.3
2022 | 12 | 63331 | Organic Energy Solutions, Inc. | Electric CHP | OES Biogas Power | CA | 63622 | OES02 | 1.3 | Other Waste Biomass | OBG | IC | (TS) Construction complete, but not yet in commercial operation | 1.3
2022 | 12 | 64504 | Phobos Solar, LLC | IPP | Phobos Solar, LLC | NC | 65106 | PGR33 | 78.8 | Solar Photovoltaic | SUN | PV | (V) Under construction, more than 50 percent complete | 78.8
2022 | 12 | 64909 | Pisgah Ridge Solar, LLC | IPP | Pisgah Ridge Solar, LLC | TX | 65631 | PSGAH | 250 | Solar Photovoltaic | SUN | PV | (U) Under construction, less than or equal to 50 percent complete | 250
2022 | 12 | 15248 | Portland General Electric Co | Electric Utility | Faraday | OR | 3045 | 7 | 9 | Conventional Hydroelectric | WAT | HY | (V) Under construction, more than 50 percent complete | 9
2022 | 12 | 15248 | Portland General Electric Co | Electric Utility | Faraday | OR | 3045 | 8 | 9 | Conventional Hydroelectric | WAT | HY | (V) Under construction, more than 50 percent complete | 9
2022 | 12 | 64610 | Powells Creek Farm Solar, LLC | IPP | Powells Creek Solar - Hybrid | VA | 65305 | SOLAR | 70 | Solar Photovoltaic | SUN | PV | (U) Under construction, less than or equal to 50 percent complete | 70
2022 | 12 | 61069 | RE Gaskell West LLC | IPP | RE Gaskell West 2 LLC | CA | 61446 | PV2 | 45 | Solar Photovoltaic | SUN | PV | (U) Under construction, less than or equal to 50 percent complete | 45
2022 | 12 | 56215 | RWE Renewables Americas LLC | IPP | Baron Winds Farm | NY | 60596 | 1 | 130 | Onshore Wind Turbine | WND | WT | (U) Under construction, less than or equal to 50 percent complete | 130
2022 | 12 | 56215 | RWE Renewables Americas LLC | IPP | Mason Dixon Wind Farm | PA | 60212 | 1 | 79.9 | Onshore Wind Turbine | WND | WT | (OT) Other | 79.9
2022 | 12 | 64916 | SR Bell Buckle, LLC | IPP | SR Bell Buckle | TN | 65630 | SRBEL | 35 | Solar Photovoltaic | SUN | PV | (U) Under construction, less than or equal to 50 percent complete | 35
2022 | 12 | 64361 | SR Cedar Springs, LLC | IPP | SR Cedar Springs, LLC | GA | 64840 | SRCS | 70 | Solar Photovoltaic | SUN | PV | (U) Under construction, less than or equal to 50 percent complete | 70
2022 | 12 | 64362 | SR DeSoto I, LLC | IPP | SR DeSoto I, LLC | GA | 64841 | SOTOI | 165 | Solar Photovoltaic | SUN | PV | (U) Under construction, less than or equal to 50 percent complete | 165
2022 | 12 | 64910 | SR Greenville I | IPP | SR Greenville I | TN | 65638 | SRGN1 | 4.8 | Solar Photovoltaic | SUN | PV | (U) Under construction, less than or equal to 50 percent complete | 4.8
2022 | 12 | 64911 | SR Greenville II, LLC | IPP | SR Greenville II | TN | 65639 | SRGN2 | 4.8 | Solar Photovoltaic | SUN | PV | (T) Regulatory approvals received. Not under construction | 4.8
2022 | 12 | 64915 | SR McKellar, LLC | IPP | SR McKellar | TN | 65629 | SRMCK | 70 | Solar Photovoltaic | SUN | PV | (U) Under construction, less than or equal to 50 percent complete | 70
2022 | 12 | 65058 | SV CSG Baileyville 1 LLC | IPP | SV CSG Baileyville 1 LLC | IL | 65796 | BAIL1 | 1.6 | Solar Photovoltaic | SUN | PV | (T) Regulatory approvals received. Not under construction | 2
2022 | 12 | 65077 | SV CSG Baileyville 2 LLC | IPP | SV CSG Baileyville 2 LLC | IL | 65890 | BAIL2 | 1.6 | Solar Photovoltaic | SUN | PV | (T) Regulatory approvals received. Not under construction | 2
2022 | 12 | 65057 | SV CSG Barrass Farms II LLC | IPP | SV CSG Barrass Farms II LL | IL | 65803 | BARAS | 1.7 | Solar Photovoltaic | SUN | PV | (T) Regulatory approvals received. Not under construction | 2
2022 | 12 | 65051 | SV CSG South Dekalb 2 LLC | IPP | SV CSG South Dekalb 2 LLC | IL | 65800 | DKLB2 | 1.6 | Solar Photovoltaic | SUN | PV | (T) Regulatory approvals received. Not under construction | 2
2022 | 12 | 64607 | Salt City Solar LLC | IPP | Salt City Solar Project - Hybrid | OH | 65302 | SOLAR | 49.9 | Solar Photovoltaic | SUN | PV | (U) Under construction, less than or equal to 50 percent complete | 49.9
2022 | 12 | 65007 | Sandy River Solar, LLC | IPP | Sandy River Solar (CSG) | OR | 65750 | SR22 | 1.9 | Solar Photovoltaic | SUN | PV | (T) Regulatory approvals received. Not under construction | 1.9
2022 | 12 | 65008 | Sesqui-C Solar, LLC | IPP | Sesqui-C Solar (CSG) | OR | 65751 | SC22 | 2.5 | Solar Photovoltaic | SUN | PV | (T) Regulatory approvals received. Not under construction | 2.5
2022 | 12 | 63257 | Solar Carver 1, LLC | IPP | Solar Carver 1 Hybrid | MA | 63541 | BCRV1 | 2 | Batteries | MWH | BA | (U) Under construction, less than or equal to 50 percent complete | 2
2022 | 12 | 63257 | Solar Carver 1, LLC | IPP | Solar Carver 1 Hybrid | MA | 63541 | SCRV1 | 2 | Solar Photovoltaic | SUN | PV | (U) Under construction, less than or equal to 50 percent complete | 2
2022 | 12 | 63243 | Solar Carver 3, LLC | IPP | Solar Carver 3 Hybrid | MA | 63506 | BCRV3 | 1 | Batteries | MWH | BA | (U) Under construction, less than or equal to 50 percent complete | 1
2022 | 12 | 63243 | Solar Carver 3, LLC | IPP | Solar Carver 3 Hybrid | MA | 63506 | SCRV3 | 1 | Solar Photovoltaic | SUN | PV | (U) Under construction, less than or equal to 50 percent complete | 1
2022 | 12 | 63395 | Spencer Solar Farm, LLC | IPP | Spencer Solar | MA | 63676 | SPENC | 2.3 | Solar Photovoltaic | SUN | PV | (U) Under construction, less than or equal to 50 percent complete | 2.3
2022 | 12 | 64716 | Springfield Solar | Electric Utility | Springfield Solar | VA | 65317 | SPRG | 2 | Solar Photovoltaic | SUN | PV | (P) Planned for installation, but regulatory approvals not initiated | 2
2022 | 12 | 61668 | Strauss Wind LLC | IPP | Strauss Wind Farm | CA | 62113 | ST-CA | 94.5 | Onshore Wind Turbine | WND | WT | (U) Under construction, less than or equal to 50 percent complete | 94.5
2022 | 12 | 63396 | Sturbridge Road Solar Farm, LLC | IPP | Sturbridge Road Solar | MA | 63677 | STURB | 5 | Solar Photovoltaic | SUN | PV | (U) Under construction, less than or equal to 50 percent complete | 5
2022 | 12 | 64608 | Sun Valley Solar LLC | IPP | Sun Valley Solar Project | TX | 65303 | SUNS | 250 | Solar Photovoltaic | SUN | PV | (V) Under construction, more than 50 percent complete | 250
2022 | 12 | 64612 | Sunnybrook Farm Solar, LLC | IPP | Sunnybrook Solar Project - Hybrid | VA | 65307 | SUNS | 51 | Solar Photovoltaic | SUN | PV | (U) Under construction, less than or equal to 50 percent complete | 51
2022 | 12 | 18454 | Tampa Electric Co | Electric Utility | Juniper Solar (FL) | FL | 65683 | 1 | 70 | Solar Photovoltaic | SUN | PV | (L) Regulatory approvals pending. Not under construction | 70
2022 | 12 | 18454 | Tampa Electric Co | Electric Utility | Laurel Oaks Solar | FL | 65684 | 1 | 61.2 | Solar Photovoltaic | SUN | PV | (V) Under construction, more than 50 percent complete | 61.2
2022 | 12 | 18454 | Tampa Electric Co | Electric Utility | Riverside Solar | FL | 65687 | 1 | 55 | Solar Photovoltaic | SUN | PV | (U) Under construction, less than or equal to 50 percent complete | 55
2022 | 12 | 64366 | Terra-Gen Operating Co-Hybrid | IPP | Edwards Sanborn E4 | CA | 65675 | PV | 150.9 | Solar Photovoltaic | SUN | PV | (U) Under construction, less than or equal to 50 percent complete | 150.9
2022 | 12 | 64366 | Terra-Gen Operating Co-Hybrid | IPP | Edwards Sanborn E5 | CA | 65676 | PV | 75.5 | Solar Photovoltaic | SUN | PV | (U) Under construction, less than or equal to 50 percent complete | 75.5
2022 | 12 | 64366 | Terra-Gen Operating Co-Hybrid | IPP | Edwards Sanborn S4 | CA | 65677 | BESS | 20.6 | Batteries | MWH | BA | (U) Under construction, less than or equal to 50 percent complete | 20.6
2022 | 12 | 60947 | Tesla Inc. | Industrial | Austin TX GigaFactory | TX | 65070 | A04 | 1.9 | Solar Photovoltaic | SUN | PV | (L) Regulatory approvals pending. Not under construction | 1.9
2022 | 12 | 60947 | Tesla Inc. | Industrial | Austin TX GigaFactory | TX | 65070 | B05 | 1 | Solar Photovoltaic | SUN | PV | (L) Regulatory approvals pending. Not under construction | 1
2022 | 12 | 60947 | Tesla Inc. | Industrial | Austin TX GigaFactory | TX | 65070 | B07 | 1.9 | Solar Photovoltaic | SUN | PV | (L) Regulatory approvals pending. Not under construction | 1.9
2022 | 12 | 60947 | Tesla Inc. | Industrial | Austin TX GigaFactory | TX | 65070 | C01 | 1.9 | Solar Photovoltaic | SUN | PV | (L) Regulatory approvals pending. Not under construction | 1.9
2022 | 12 | 60947 | Tesla Inc. | Industrial | Austin TX GigaFactory | TX | 65070 | C02 | 1.9 | Solar Photovoltaic | SUN | PV | (L) Regulatory approvals pending. Not under construction | 1.9
2022 | 12 | 60947 | Tesla Inc. | Industrial | Fremont CA AutoFactory | CA | 65072 | GVSRS | 0.4 | Solar Photovoltaic | SUN | PV | (TS) Construction complete, but not yet in commercial operation | 0.4
2022 | 12 | 60947 | Tesla Inc. | Industrial | Tesla Reno GigaFactory | NV | 64098 | RDP | 2.8 | Solar Photovoltaic | SUN | PV | (L) Regulatory approvals pending. Not under construction | 2.8
2022 | 12 | 60947 | Tesla Inc. | Industrial | Tesla Reno GigaFactory | NV | 64098 | RE | 2.4 | Solar Photovoltaic | SUN | PV | (L) Regulatory approvals pending. Not under construction | 2.4
2022 | 12 | 60947 | Tesla Inc. | Industrial | Tesla Reno GigaFactory | NV | 64098 | REP | 2.8 | Solar Photovoltaic | SUN | PV | (L) Regulatory approvals pending. Not under construction | 2.8
2022 | 12 | 63454 | Thunder Wolf Energy Center, LLC | IPP | Thunder Wolf Energy Center Hybrid | CO | 63776 | TW100 | 100 | Batteries | MWH | BA | (U) Under construction, less than or equal to 50 percent complete | 100
2022 | 12 | 63454 | Thunder Wolf Energy Center, LLC | IPP | Thunder Wolf Energy Center Hybrid | CO | 63776 | TW300 | 200 | Solar Photovoltaic | SUN | PV | (U) Under construction, less than or equal to 50 percent complete | 200
2022 | 12 | 64457 | VCP, LLC d/b/a Verogy | IPP | Dollar Tree Solar One | CT | 65148 | VCP13 | 2 | Solar Photovoltaic | SUN | PV | (P) Planned for installation, but regulatory approvals not initiated | 2
2022 | 12 | 64457 | VCP, LLC d/b/a Verogy | IPP | FedEx Middletown | CT | 65046 | VCP15 | 2 | Solar Photovoltaic | SUN | PV | (P) Planned for installation, but regulatory approvals not initiated | 2
2022 | 12 | 64474 | Waiawa Solar Power LLC | IPP | Waiawa Solar Power Hybrid | HI | 65058 | WAIBA | 36 | Batteries | MWH | BA | (V) Under construction, more than 50 percent complete | 36
2022 | 12 | 64474 | Waiawa Solar Power LLC | IPP | Waiawa Solar Power Hybrid | HI | 65058 | WAIPV | 36 | Solar Photovoltaic | SUN | PV | (V) Under construction, more than 50 percent complete | 36
2022 | 12 | 65015 | Walleye Wind, LLC | IPP | Walleye Wind | MN | 65764 | WWLLC | 110 | Onshore Wind Turbine | WND | WT | (U) Under construction, less than or equal to 50 percent complete | 110
2022 | 12 | 64315 | Walmart Stores Texas, LLC | Commercial | WAL1801 | TX | 64884 | GEN1 | 0.4 | Natural Gas Internal Combustion Engine | NG | IC | (V) Under construction, more than 50 percent complete | 0.4
2022 | 12 | 64315 | Walmart Stores Texas, LLC | Commercial | WAL1801 | TX | 64884 | GEN2 | 0.4 | Natural Gas Internal Combustion Engine | NG | IC | (V) Under construction, more than 50 percent complete | 0.4
2022 | 12 | 64315 | Walmart Stores Texas, LLC | Commercial | WAL1801 | TX | 64884 | GEN3 | 0.4 | Natural Gas Internal Combustion Engine | NG | IC | (V) Under construction, more than 50 percent complete | 0.4
2022 | 12 | 61863 | Washington Solar (SC) | IPP | Washington Solar (SC) | SC | 62342 | 87 | 2 | Solar Photovoltaic | SUN | PV | (V) Under construction, more than 50 percent complete | 2
2022 | 12 | 61864 | Washington Solar II (SC) | IPP | Washington Solar II (SC) | SC | 62344 | 88 | 2 | Solar Photovoltaic | SUN | PV | (V) Under construction, more than 50 percent complete | 2
2022 | 12 | 64547 | Waverly Solar, LLC | IPP | Waverly Solar, LLC | VA | 65225 | ENX17 | 118 | Solar Photovoltaic | SUN | PV | (U) Under construction, less than or equal to 50 percent complete | 118
2022 | 12 | 65013 | Young Wind, LLC | IPP | Young Wind | TX | 65763 | WYOUN | 500 | Onshore Wind Turbine | WND | WT | (U) Under construction, less than or equal to 50 percent complete | 500
2023 | 1 | 61012 | AES Distributed Energy | IPP | AES West Oahu Solar Hybrid | HI | 64656 | UHBES | 12.5 | Batteries | MWH | BA | (U) Under construction, less than or equal to 50 percent complete | 12.5
2023 | 1 | 61012 | AES Distributed Energy | IPP | Cement City Solar, LLC | MI | 64567 | CMCTY | 20 | Solar Photovoltaic | SUN | PV | (U) Under construction, less than or equal to 50 percent complete | 20
2023 | 1 | 3989 | City of Colorado Springs - (CO) | Electric Utility | Martin Drake | CO | 492 | A1 | 27.3 | Natural Gas Fired Combustion Turbine | NG | GT | (V) Under construction, more than 50 percent complete | 40.6
2023 | 1 | 56769 | Consolidated Edison Development Inc. | IPP | Pleasant Hill Solar | VA | 65220 | PHSPV | 20 | Solar Photovoltaic | SUN | PV | (P) Planned for installation, but regulatory approvals not initiated | 20
2023 | 1 | 56769 | Consolidated Edison Development Inc. | IPP | Watlington Solar | VA | 65221 | WSPV | 20 | Solar Photovoltaic | SUN | PV | (P) Planned for installation, but regulatory approvals not initiated | 20
2023 | 1 | 5248 | Dominion Energy Inc | Electric Utility | Otter Creek Solar | VA | 63909 | OTTER | 60 | Solar Photovoltaic | SUN | PV | (L) Regulatory approvals pending. Not under construction | 60
2023 | 1 | 65054 | Easton CSG 1 LLC | IPP | Easton CSG 1 LLC | ME | 65798 | ESTON | 1.3 | Solar Photovoltaic | SUN | PV | (T) Regulatory approvals received. Not under construction | 3.3
2023 | 1 | 6452 | Florida Power & Light Co | Electric Utility | Anhinga Solar Energy Center | FL | 65431 | 1 | 74.5 | Solar Photovoltaic | SUN | PV | (U) Under construction, less than or equal to 50 percent complete | 74.5
2023 | 1 | 6452 | Florida Power & Light Co | Electric Utility | Apalachee | FL | 65432 | 1 | 74.5 | Solar Photovoltaic | SUN | PV | (U) Under construction, less than or equal to 50 percent complete | 74.5
2023 | 1 | 6452 | Florida Power & Light Co | Electric Utility | Blackwater River Solar Energy Center | FL | 65433 | 1 | 74.5 | Solar Photovoltaic | SUN | PV | (U) Under construction, less than or equal to 50 percent complete | 74.5
2023 | 1 | 6452 | Florida Power & Light Co | Electric Utility | Bluefield Preserve Solar | FL | 65420 | 1 | 74.5 | Solar Photovoltaic | SUN | PV | (U) Under construction, less than or equal to 50 percent complete | 74.5
2023 | 1 | 6452 | Florida Power & Light Co | Electric Utility | Everglades Solar Energy Center | FL | 65423 | 1 | 74.5 | Solar Photovoltaic | SUN | PV | (U) Under construction, less than or equal to 50 percent complete | 74.5
2023 | 1 | 6452 | Florida Power & Light Co | Electric Utility | FPL Cavendish Solar Energy Center | FL | 65438 | 1 | 74.5 | Solar Photovoltaic | SUN | PV | (U) Under construction, less than or equal to 50 percent complete | 74.5
2023 | 1 | 6452 | Florida Power & Light Co | Electric Utility | FPL Chipola River Solar Energy Center | FL | 65422 | 1 | 74.5 | Solar Photovoltaic | SUN | PV | (U) Under construction, less than or equal to 50 percent complete | 74.5
2023 | 1 | 6452 | Florida Power & Light Co | Electric Utility | FPL Flowers Creek Solar Energy Center | FL | 65427 | 1 | 74.5 | Solar Photovoltaic | SUN | PV | (U) Under construction, less than or equal to 50 percent complete | 74.5
2023 | 1 | 6452 | Florida Power & Light Co | Electric Utility | First City Solar Energy Center | FL | 65424 | 1 | 74.5 | Solar Photovoltaic | SUN | PV | (U) Under construction, less than or equal to 50 percent complete | 74.5
2023 | 1 | 6452 | Florida Power & Light Co | Electric Utility | Pink Trial Solar Energy Center | FL | 65428 | 1 | 74.5 | Solar Photovoltaic | SUN | PV | (U) Under construction, less than or equal to 50 percent complete | 74.5
2023 | 1 | 61122 | Great River Hydro, LLC | IPP | S C Moore | NH | 2351 | GEN5 | 4.6 | Conventional Hydroelectric | WAT | HY | (L) Regulatory approvals pending. Not under construction | 4.6
2023 | 1 | 65076 | HEN Infrastructure, L.L.C. | IPP | Olney | TX | 65832 | OLNEY | 9.9 | Batteries | MWH | BA | (L) Regulatory approvals pending. Not under construction | 9.9
2023 | 1 | 64370 | IP Radian, LLC | IPP | IP Radian, LLC | TX | 64859 | IPRAD | 300 | Solar Photovoltaic | SUN | PV | (V) Under construction, more than 50 percent complete | 300
2023 | 1 | 9234 | Indiana Municipal Power Agency | Electric Utility | Gas City 2 | IN | 65315 | GASC2 | 1.8 | Solar Photovoltaic | SUN | PV | (U) Under construction, less than or equal to 50 percent complete | 1.8
2023 | 1 | 63658 | Long Beach Trigen, LLC | IPP | Toyota Long Beach Trigen | CA | 64005 | MMR-1 | 2.2 | Other Waste Biomass | OBG | FC | (U) Under construction, less than or equal to 50 percent complete | 2.8
2023 | 1 | 56990 | NJR Clean Energy Ventures Corporation | IPP | Howard Lane Solar | RI | 65386 | HOWRD | 3 | Solar Photovoltaic | SUN | PV | (U) Under construction, less than or equal to 50 percent complete | 3
2023 | 1 | 63216 | North Valley | IPP | North Valley | NV | 63491 | OEC1 | 25 | Geothermal | GEO | BT | (V) Under construction, more than 50 percent complete | 37
2023 | 1 | 64131 | Novel Caroline Solar, LLC | IPP | Novel Caroline Solar, LLC CSG | MN | 64485 | CRLNE | 1 | Solar Photovoltaic | SUN | PV | (TS) Construction complete, but not yet in commercial operation | 1
2023 | 1 | 65087 | SMS DC CS01B, LLC | IPP | Gallaudet Uni Community Solar | DC | 65896 | GUCS1 | 2.6 | Solar Photovoltaic | SUN | PV | (P) Planned for installation, but regulatory approvals not initiated | 2.6
2023 | 1 | 65106 | Sagebrush ESS, LLC | IPP | Sagebrush ESS | CA | 65933 | 1 | 80 | Batteries | MWH | BA | (L) Regulatory approvals pending. Not under construction | 80
2023 | 1 | 63275 | Samoset Solar, LLC | IPP | Samoset Solar | ME | 63551 | PGR21 | 2 | Solar Photovoltaic | SUN | PV | (T) Regulatory approvals received. Not under construction | 2
2023 | 1 | 18454 | Tampa Electric Co | Electric Utility | Big Bend | FL | 645 | BBST1 | 335 | Natural Gas Steam Turbine | NG | ST | (V) Under construction, more than 50 percent complete | 445.5
2023 | 1 | 64287 | Terra-Gen Operating Co-BESS | IPP | Sanborn EBESS1 | CA | 65673 | BESS | 57.4 | Batteries | MWH | BA | (U) Under construction, less than or equal to 50 percent complete | 57.4
2023 | 1 | 60947 | Tesla Inc. | IPP | Berrenda Mesa Water District | CA | 65073 | PV1 | 6.4 | Solar Photovoltaic | SUN | PV | (TS) Construction complete, but not yet in commercial operation | 6.4
2023 | 2 | 59573 | Amazon | IPP | Amazon Bakersfield 1 Solar Project | CA | 65562 | ABFSP | 4.2 | Solar Photovoltaic | SUN | PV | (V) Under construction, more than 50 percent complete | 4.3
2023 | 2 | 59573 | Amazon | IPP | Amazon Bakersfield 1 Solar Project | CA | 65562 | ABSBA | 1.6 | Batteries | MWH | BA | (V) Under construction, more than 50 percent complete | 1.6
2023 | 2 | 62921 | Arroyo Solar LLC | IPP | Arroyo Solar Energy Storage Hybrid | NM | 63172 | ARESS | 150 | Batteries | MWH | BA | (V) Under construction, more than 50 percent complete | 150
2023 | 2 | 65060 | BPL Crown Solar LLC | IPP | BPL Crown Solar LLC | TX | 64259 | OCICR | 100 | Solar Photovoltaic | SUN | PV | (P) Planned for installation, but regulatory approvals not initiated | 100
2023 | 2 | 65061 | BPL Sol Solar LLC | IPP | BPL Sol Solar LLC | TX | 64260 | OCISO | 100 | Solar Photovoltaic | SUN | PV | (P) Planned for installation, but regulatory approvals not initiated | 100
2023 | 2 | 3989 | City of Colorado Springs - (CO) | Electric Utility | Martin Drake | CO | 492 | A2 | 27.3 | Natural Gas Fired Combustion Turbine | NG | GT | (V) Under construction, more than 50 percent complete | 40.6
2023 | 2 | 3989 | City of Colorado Springs - (CO) | Electric Utility | Martin Drake | CO | 492 | A3 | 27.3 | Natural Gas Fired Combustion Turbine | NG | GT | (V) Under construction, more than 50 percent complete | 40.6
2023 | 2 | 3989 | City of Colorado Springs - (CO) | Electric Utility | Martin Drake | CO | 492 | A4 | 27.3 | Natural Gas Fired Combustion Turbine | NG | GT | (V) Under construction, more than 50 percent complete | 40.6
2023 | 2 | 3989 | City of Colorado Springs - (CO) | Electric Utility | Martin Drake | CO | 492 | A5 | 27.3 | Natural Gas Fired Combustion Turbine | NG | GT | (V) Under construction, more than 50 percent complete | 40.6
2023 | 2 | 5248 | Dominion Energy Inc | Electric Utility | Norge Solar Farm | VA | 64086 | NORG | 20 | Solar Photovoltaic | SUN | PV | (U) Under construction, less than or equal to 50 percent complete | 20
2023 | 2 | 6455 | Duke Energy Florida, LLC | Electric Utility | Bay Ranch Solar Power Plant | FL | 65171 | PV1 | 74.9 | Solar Photovoltaic | SUN | PV | (U) Under construction, less than or equal to 50 percent complete | 74.9
2023 | 2 | 64947 | EDPR CA Solar Park II LLC | IPP | Sandrini Solar 100 | CA | 65664 | GEN02 | 200 | Solar Photovoltaic | SUN | PV | (L) Regulatory approvals pending. Not under construction | 200
2023 | 2 | 64946 | EDPR CA Solar Park LLC | IPP | Sandrini Solar 200 | CA | 65663 | GEN01 | 100 | Solar Photovoltaic | SUN | PV | (L) Regulatory approvals pending. Not under construction | 100
2023 | 2 | 6452 | Florida Power & Light Co | Electric Utility | Chautauqua Solar Energy Center | FL | 65421 | 1 | 74.5 | Solar Photovoltaic | SUN | PV | (U) Under construction, less than or equal to 50 percent complete | 74.5
2023 | 2 | 6452 | Florida Power & Light Co | Electric Utility | FPL Shirer Branch Solar Energy Center | FL | 65429 | 1 | 74.5 | Solar Photovoltaic | SUN | PV | (U) Under construction, less than or equal to 50 percent complete | 74.5
2023 | 2 | 6452 | Florida Power & Light Co | Electric Utility | Wild Azalea Solar Energy Center | FL | 65430 | 1 | 74.5 | Solar Photovoltaic | SUN | PV | (U) Under construction, less than or equal to 50 percent complete | 74.5
2023 | 2 | 62856 | Forefront Power, LLC | IPP | CA-DGS RFP-Salinas Valley State Prison | CA | 65525 | 14068 | 3.3 | Solar Photovoltaic | SUN | PV | (U) Under construction, less than or equal to 50 percent complete | 3.3
2023 | 2 | 62856 | Forefront Power, LLC | IPP | CA-DGS-California Correctional Inst | CA | 65105 | 15111 | 4 | Solar Photovoltaic | SUN | PV | (U) Under construction, less than or equal to 50 percent complete | 4
2023 | 2 | 62842 | Lightsource Renewable Energy Asset Management, LLC | IPP | Happy Solar 1 | AR | 63766 | ARHA1 | 95 | Solar Photovoltaic | SUN | PV | (U) Under construction, less than or equal to 50 percent complete | 95
2023 | 2 | 65041 | Ogburn Solar, LLC | IPP | Ogburn Solar, LLC | SC | 65780 | OGBRN | 2 | Solar Photovoltaic | SUN | PV | (P) Planned for installation, but regulatory approvals not initiated | 2
2023 | 2 | 64549 | Phare Garden LLC | IPP | Phare Garden | MN | 65223 | CGS | 1 | Solar Photovoltaic | SUN | PV | (T) Regulatory approvals received. Not under construction | 1
2023 | 2 | 63082 | ProEnergy Services | IPP | Mark One Power Station | TX | 65372 | CTG-1 | 44.6 | Natural Gas Fired Combustion Turbine | NG | GT | (U) Under construction, less than or equal to 50 percent complete | 60.5
2023 | 2 | 61069 | RE Gaskell West LLC | IPP | RE Gaskell West 3 LLC | CA | 61447 | PV3 | 20 | Solar Photovoltaic | SUN | PV | (U) Under construction, less than or equal to 50 percent complete | 20
2023 | 2 | 61069 | RE Gaskell West LLC | IPP | RE Gaskell West 4 LLC | CA | 61448 | PV4 | 20 | Solar Photovoltaic | SUN | PV | (U) Under construction, less than or equal to 50 percent complete | 20
2023 | 2 | 61069 | RE Gaskell West LLC | IPP | RE Gaskell West 5 LLC | CA | 61449 | PV5 | 20 | Solar Photovoltaic | SUN | PV | (U) Under construction, less than or equal to 50 percent complete | 20
2023 | 2 | 64366 | Terra-Gen Operating Co-Hybrid | IPP | Edwards Sanborn E4 | CA | 65675 | BESS | 109.8 | Batteries | MWH | BA | (U) Under construction, less than or equal to 50 percent complete | 109.8
2023 | 2 | 6775 | Village of Freeport - (NY) | Electric Utility | Plant No 1 Freeport | NY | 2678 | ENG13 | 3 | Landfill Gas | LFG | IC | (U) Under construction, less than or equal to 50 percent complete | 3
2023 | 3 | 15399 | Avangrid Renewables LLC | IPP | Great Bear Solar, LLC | OH | 64073 | GBS | 46 | Solar Photovoltaic | SUN | PV | (P) Planned for installation, but regulatory approvals not initiated | 46
2023 | 3 | 64844 | Bell Ridge Solar, LLC | IPP | Bell Ridge Solar | FL | 65519 | BRS | 74.5 | Solar Photovoltaic | SUN | PV | (U) Under construction, less than or equal to 50 percent complete | 74.5
2023 | 3 | 3989 | City of Colorado Springs - (CO) | Electric Utility | Martin Drake | CO | 492 | A6 | 27.3 | Natural Gas Fired Combustion Turbine | NG | GT | (V) Under construction, more than 50 percent complete | 40.6
2023 | 3 | 63466 | Conductive Power | IPP | Ocotillo Wells | CA | 65820 | OWS | 51.5 | Solar Photovoltaic | SUN | PV | (T) Regulatory approvals received. Not under construction | 51.5
2023 | 3 | 6455 | Duke Energy Florida, LLC | Electric Utility | Hildreth Solar Power Plant | FL | 65170 | PV1 | 74.9 | Solar Photovoltaic | SUN | PV | (U) Under construction, less than or equal to 50 percent complete | 74.9
2023 | 3 | 64947 | EDPR CA Solar Park II LLC | IPP | Sandrini Solar 100 | CA | 65664 | GENBA | 95.4 | Batteries | MWH | BA | (U) Under construction, less than or equal to 50 percent complete | 95.4
2023 | 3 | 6452 | Florida Power & Light Co | Electric Utility | FPL Saw Palmetto Solar Energy Center | FL | 65592 | 1 | 74.5 | Solar Photovoltaic | SUN | PV | (U) Under construction, less than or equal to 50 percent complete | 74.5
2023 | 3 | 62856 | Forefront Power, LLC | IPP | CA-DGS- RFP-Correctional Training Fac | CA | 65524 | 14069 | 1.6 | Solar Photovoltaic | SUN | PV | (U) Under construction, less than or equal to 50 percent complete | 1.6
2023 | 3 | 62856 | Forefront Power, LLC | IPP | CA-Ventura County CCD-Ventura College | CA | 65527 | 17024 | 2.5 | Solar Photovoltaic | SUN | PV | (U) Under construction, less than or equal to 50 percent complete | 2.5
2023 | 3 | 7140 | Georgia Power Co | Electric Utility | Kings Bay Solar Facility | GA | 59864 | BESS | 1.5 | Batteries | MWH | BA | (V) Under construction, more than 50 percent complete | 1.5
2023 | 3 | 7140 | Georgia Power Co | Electric Utility | Vogtle | GA | 649 | 3 | 1114 | Nuclear | NUC | ST | (V) Under construction, more than 50 percent complete | 1114
2023 | 3 | 64672 | Gorham Solar 1, LLC | IPP | Gorham Solar 1, LLC | ME | 65342 | GS1 | 5 | Solar Photovoltaic | SUN | PV | (T) Regulatory approvals received. Not under construction | 5
2023 | 3 | 65040 | Hickson Solar, LLC | IPP | Hickson Solar, LLC | SC | 65779 | HICK | 2.8 | Solar Photovoltaic | SUN | PV | (P) Planned for installation, but regulatory approvals not initiated | 2.8
2023 | 3 | 9234 | Indiana Municipal Power Agency | Electric Utility | Richmond 6 | IN | 64252 | RICH6 | 5.3 | Solar Photovoltaic | SUN | PV | (U) Under construction, less than or equal to 50 percent complete | 5.3
2023 | 3 | 49805 | Kennecott Utah Copper | Industrial | Copperton Solar Plant No. 1 | UT | 64427 | CSP1 | 2.3 | Solar Photovoltaic | SUN | PV | (U) Under construction, less than or equal to 50 percent complete | 5
2023 | 3 | 50123 | Leeward Asset Management, LLC | IPP | Big Plain Solar, LLC | OH | 64635 | GEN01 | 196 | Solar Photovoltaic | SUN | PV | (T) Regulatory approvals received. Not under construction | 196
2023 | 3 | 63756 | Lily Pond Solar, LLC | IPP | Lily Pond Solar, LLC | VA | 64134 | ENX09 | 80 | Solar Photovoltaic | SUN | PV | (L) Regulatory approvals pending. Not under construction | 80
2023 | 3 | 55983 | Luminant Generation Company LLC | IPP | Jayhawk | TX | 59806 | SOLAR | 101 | Solar Photovoltaic | SUN | PV | (L) Regulatory approvals pending. Not under construction | 101
2023 | 3 | 64406 | NextEra Energy Garrison Butte Wind, LLC | IPP | Garrison Butte Wind, LLC | ND | 60066 | GEN | 150 | Onshore Wind Turbine | WND | WT | (P) Planned for installation, but regulatory approvals not initiated | 150
2023 | 3 | 64935 | Ortega Grid, LLC | IPP | Ortega Grid, LLC | CA | 65656 | HEORG | 20 | Batteries | MWH | BA | (T) Regulatory approvals received. Not under construction | 20
2023 | 3 | 62646 | Painter Energy Storage, LLC | IPP | Painter Energy Storage | CA | 62729 | PAIN1 | 10 | Batteries | MWH | BA | (U) Under construction, less than or equal to 50 percent complete | 10
2023 | 3 | 63082 | ProEnergy Services | IPP | Brotman Power Station | TX | 65373 | CTG-3 | 44.6 | Natural Gas Fired Combustion Turbine | NG | GT | (U) Under construction, less than or equal to 50 percent complete | 60.5
2023 | 3 | 63082 | ProEnergy Services | IPP | Mark One Power Station | TX | 65372 | CTG-2 | 44.6 | Natural Gas Fired Combustion Turbine | NG | GT | (U) Under construction, less than or equal to 50 percent complete | 60.5
2023 | 3 | 63082 | ProEnergy Services | IPP | Mark One Power Station | TX | 65372 | CTG-3 | 44.6 | Natural Gas Fired Combustion Turbine | NG | GT | (U) Under construction, less than or equal to 50 percent complete | 60.5
2023 | 3 | 17609 | Southern California Edison Co | Electric Utility | Cadillac Battery Energy Storage Facility | CA | 63326 | CAD1 | 3.5 | Batteries | MWH | BA | (T) Regulatory approvals received. Not under construction | 3.5
2023 | 3 | 17609 | Southern California Edison Co | Electric Utility | Yorktown Battery Energy Storage Facility | CA | 63325 | YORK1 | 3 | Batteries | MWH | BA | (T) Regulatory approvals received. Not under construction | 3
2023 | 3 | 61950 | Terra-Gen Operating Co-Solar | IPP | Lockhart Solar PV, LLC | CA | 10444 | LOC1 | 80 | Solar Photovoltaic | SUN | PV | (L) Regulatory approvals pending. Not under construction | 80
2023 | 3 | 64808 | Verizon Communications | IPP | Verizon Comms Garage Top Solar Project | CA | 65507 | VCGSP | 2.3 | Solar Photovoltaic | SUN | PV | (V) Under construction, more than 50 percent complete | 2.3
2023 | 3 | 65014 | Waco Solar, LLC | IPP | Waco Solar | TX | 65762 | SWACO | 200 | Solar Photovoltaic | SUN | PV | (U) Under construction, less than or equal to 50 percent complete | 200
2023 | 3 | 20847 | Wisconsin Electric Power Co | Electric Utility | Badger Hollow II | WI | 64393 | GEN2 | 150 | Solar Photovoltaic | SUN | PV | (U) Under construction, less than or equal to 50 percent complete | 150
2023 | 3 | 64349 | Yellowbud Solar LLC | IPP | Yellowbud Solar, LLC | OH | 64832 | YELLO | 274 | Solar Photovoltaic | SUN | PV | (L) Regulatory approvals pending. Not under construction | 274
2023 | 4 | 64446 | ASD Cotuit MA Solar LLC | IPP | ASD Cotuit MA Solar LLC | MA | 65014 | COT1 | 3.1 | Solar Photovoltaic | SUN | PV | (L) Regulatory approvals pending. Not under construction | 3.1
2023 | 4 | 64446 | ASD Cotuit MA Solar LLC | IPP | ASD Cotuit MA Solar LLC | MA | 65014 | COT1B | 2.5 | Batteries | MWH | BA | (L) Regulatory approvals pending. Not under construction | 2.5
2023 | 4 | 64348 | ASD Three Rivers Road MA Solar LLC | IPP | Three Rivers Solar LLC | MA | 64844 | TRB | 1.4 | Batteries | MWH | BA | (U) Under construction, less than or equal to 50 percent complete | 1.4
2023 | 4 | 64348 | ASD Three Rivers Road MA Solar LLC | IPP | Three Rivers Solar LLC | MA | 64844 | TRS | 4 | Solar Photovoltaic | SUN | PV | (U) Under construction, less than or equal to 50 percent complete | 4
2023 | 4 | 61715 | Bell Solar | IPP | Bell Solar | SC | 62183 | 25 | 6.1 | Solar Photovoltaic | SUN | PV | (P) Planned for installation, but regulatory approvals not initiated | 6.1
2023 | 4 | 56769 | Consolidated Edison Development Inc. | IPP | Timberland Solar | GA | 65892 | TSPV | 140 | Solar Photovoltaic | SUN | PV | (T) Regulatory approvals received. Not under construction | 140
2023 | 4 | 17568 | Cooperative Energy | Electric Utility | R D Morrow | MS | 6061 | MOR1 | 514 | Natural Gas Fired Combined Cycle | NG | CC | (V) Under construction, more than 50 percent complete | 550
2023 | 4 | 62091 | Derby Fuel Cell LLC | IPP | Derby Fuel Cell | CT | 62588 | MM45 | 2.8 | Other Natural Gas | NG | FC | (U) Under construction, less than or equal to 50 percent complete | 2.8
2023 | 4 | 62091 | Derby Fuel Cell LLC | IPP | Derby Fuel Cell | CT | 62588 | MM46 | 2.8 | Other Natural Gas | NG | FC | (U) Under construction, less than or equal to 50 percent complete | 2.8
2023 | 4 | 62091 | Derby Fuel Cell LLC | IPP | Derby Fuel Cell | CT | 62588 | MM47 | 2.8 | Other Natural Gas | NG | FC | (U) Under construction, less than or equal to 50 percent complete | 2.8
2023 | 4 | 62091 | Derby Fuel Cell LLC | IPP | Derby Fuel Cell | CT | 62588 | MM48 | 2.8 | Other Natural Gas | NG | FC | (U) Under construction, less than or equal to 50 percent complete | 2.8
2023 | 4 | 62091 | Derby Fuel Cell LLC | IPP | Derby Fuel Cell | CT | 62588 | MM49 | 2.8 | Other Natural Gas | NG | FC | (U) Under construction, less than or equal to 50 percent complete | 2.8
2023 | 4 | 6455 | Duke Energy Florida, LLC | Electric Utility | Hardeetown Solar Power Plant | FL | 65173 | PV1 | 74.9 | Solar Photovoltaic | SUN | PV | (U) Under construction, less than or equal to 50 percent complete | 74.9
2023 | 4 | 64520 | Energix Aditya, LLC | IPP | Energix Aditya, LLC | VA | 65151 | ENX13 | 11.5 | Solar Photovoltaic | SUN | PV | (L) Regulatory approvals pending. Not under construction | 11.5
2023 | 4 | 61732 | Fairfield Solar | IPP | Fairfield Solar | SC | 62212 | 36 | 10 | Solar Photovoltaic | SUN | PV | (P) Planned for installation, but regulatory approvals not initiated | 10
2023 | 4 | 6452 | Florida Power & Light Co | Electric Utility | FPL Cypress Pond Solar | FL | 65593 | 1 | 74.5 | Solar Photovoltaic | SUN | PV | (U) Under construction, less than or equal to 50 percent complete | 74.5
2023 | 4 | 6452 | Florida Power & Light Co | Electric Utility | FPL Etonia Creek | FL | 65594 | 1 | 74.5 | Solar Photovoltaic | SUN | PV | (U) Under construction, less than or equal to 50 percent complete | 74.5
2023 | 4 | 61194 | Generate Capital | IPP | Yellow Mills Rd #1 Community Solar Farm | NY | 62517 | 1142 | 2.3 | Solar Photovoltaic | SUN | PV | (T) Regulatory approvals received. Not under construction | 2.3
2023 | 4 | 61194 | Generate Capital | IPP | Yellow Mills Rd #2 Community Solar Farm | NY | 62518 | 1181 | 2.3 | Solar Photovoltaic | SUN | PV | (T) Regulatory approvals received. Not under construction | 2.3
2023 | 4 | 61194 | Generate Capital | IPP | Yellow Mills Rd #3 Community Solar Farm | NY | 62519 | 1244 | 2.3 | Solar Photovoltaic | SUN | PV | (T) Regulatory approvals received. Not under construction | 2.3
2023 | 4 | 61944 | Goldman Sachs Renewable Power LLC | IPP | NY8 - Darby Solar | NY | 65839 | GEN1 | 20 | Solar Photovoltaic | SUN | PV | (U) Under construction, less than or equal to 50 percent complete | 20
2023 | 4 | 61944 | Goldman Sachs Renewable Power LLC | IPP | NY8 - ELP Stillwater Solar | NY | 65841 | GEN1 | 20 | Solar Photovoltaic | SUN | PV | (U) Under construction, less than or equal to 50 percent complete | 20
2023 | 4 | 64937 | Hecate Energy Desert Storage 1 LLC | IPP | Hecate Energy Desert Storage 1 LLC | CA | 65635 | HEDS1 | 10 | Batteries | MWH | BA | (T) Regulatory approvals received. Not under construction | 10
2023 | 4 | 63837 | Hecate Energy Frye Solar LLC | IPP | Hecate Energy Frye Solar LLC | TX | 64233 | 80995 | 500 | Solar Photovoltaic | SUN | PV | (P) Planned for installation, but regulatory approvals not initiated | 500
2023 | 4 | 64978 | Hecate Grid Carris Storage 1 LLC | IPP | Carris Storage I | CA | 65733 | HECAR | 10 | Batteries | MWH | BA | (T) Regulatory approvals received. Not under construction | 10
2023 | 4 | 49893 | Invenergy Services LLC | IPP | Canisteo Wind Farm | NY | 62947 | GEN1 | 290.7 | Onshore Wind Turbine | WND | WT | (U) Under construction, less than or equal to 50 percent complete | 290.7
2023 | 4 | 63776 | JSD Flatwood PV-1, LLC | IPP | Davis Road Solar | SC | 64156 | 2002 | 2 | Solar Photovoltaic | SUN | PV | (T) Regulatory approvals received. Not under construction | 2
2023 | 4 | 63776 | JSD Flatwood PV-1, LLC | IPP | Fairview Solar | SC | 64205 | 2003 | 2 | Solar Photovoltaic | SUN | PV | (T) Regulatory approvals received. Not under construction | 2
2023 | 4 | 12320 | Merck & Co Inc | Industrial | Elkton | VA | 52148 | GEN9 | 2.5 | Solar Photovoltaic | SUN | PV | (P) Planned for installation, but regulatory approvals not initiated | 2.5
2023 | 4 | 59254 | NuGen Capital Management | IPP | Bristol Landfill Solar | RI | 65142 | BL1 | 5 | Solar Photovoltaic | SUN | PV | (L) Regulatory approvals pending. Not under construction | 5
2023 | 4 | 63755 | Old 300 Solar Center, LLC | IPP | Old 300 Solar Center, LLC | TX | 64133 | 2222 | 430 | Solar Photovoltaic | SUN | PV | (V) Under construction, more than 50 percent complete | 430
2023 | 4 | 63502 | Partin Solar, LLC | IPP | Partin Solar | NC | 63827 | 95 | 50 | Solar Photovoltaic | SUN | PV | (V) Under construction, more than 50 percent complete | 50
2023 | 4 | 64936 | San Jacinto Grid, LLC | IPP | San Jacinto Grid, LLC | CA | 65657 | HESJG | 65 | Batteries | MWH | BA | (T) Regulatory approvals received. Not under construction | 65
2023 | 4 | 63515 | Sparta Solar, LLC | IPP | Sparta Solar | TX | 63840 | 1111 | 250 | Solar Photovoltaic | SUN | PV | (V) Under construction, more than 50 percent complete | 250
2023 | 4 | 60947 | Tesla Inc. | Industrial | Fremont CA AutoFactory | CA | 65072 | GA3 | 1.3 | Solar Photovoltaic | SUN | PV | (U) Under construction, less than or equal to 50 percent complete | 1.3
2023 | 4 | 60947 | Tesla Inc. | Industrial | Fremont CA AutoFactory | CA | 65072 | STAMP | 1.2 | Solar Photovoltaic | SUN | PV | (L) Regulatory approvals pending. Not under construction | 1.2
2023 | 4 | 19664 | University of Washington | Commercial | University of Washington Power Plant | WA | 54809 | TG3 | 3 | Natural Gas Steam Turbine | NG | ST | (L) Regulatory approvals pending. Not under construction | 3
2023 | 5 | 61514 | Agilitas Energy, LLC | IPP | AE-ESS NWS 1, LLC | NY | 65239 | NWS | 4.9 | Batteries | MWH | BA | (U) Under construction, less than or equal to 50 percent complete | 5
2023 | 5 | 59050 | Algonquin Power Co | IPP | Sandy Ridge Wind 2, LLC | PA | 65741 | SRW2 | 87.6 | Onshore Wind Turbine | WND | WT | (U) Under construction, less than or equal to 50 percent complete | 100.3
2023 | 5 | 62921 | Arroyo Solar LLC | IPP | Arroyo Solar Energy Storage Hybrid | NM | 63172 | ARSOL | 300 | Solar Photovoltaic | SUN | PV | (U) Under construction, less than or equal to 50 percent complete | 300
2023 | 5 | 63601 | CPV Three Rivers, LLC | IPP | CPV Three Rivers Energy Center | IL | 63931 | GEN1 | 607 | Natural Gas Fired Combined Cycle | NG | CS | (V) Under construction, more than 50 percent complete | 650
2023 | 5 | 63601 | CPV Three Rivers, LLC | IPP | CPV Three Rivers Energy Center | IL | 63931 | GEN2 | 607 | Natural Gas Fired Combined Cycle | NG | CS | (V) Under construction, more than 50 percent complete | 650
2023 | 5 | 5701 | El Paso Electric Co | Electric Utility | Newman | TX | 3456 | 6 | 227.8 | Natural Gas Fired Combustion Turbine | NG | GT | (L) Regulatory approvals pending. Not under construction | 227.8
2023 | 5 | 63715 | Hecate Energy Albany 1 LLC | IPP | Hecate Energy Albany County 1 | NY | 64077 | ALBNY | 20 | Solar Photovoltaic | SUN | PV | (P) Planned for installation, but regulatory approvals not initiated | 20
2023 | 5 | 62153 | Hecate Energy Highland LLC | IPP | Hecate Energy Highland LLC | OH | 62670 | HIGHL | 300 | Solar Photovoltaic | SUN | PV | (U) Under construction, less than or equal to 50 percent complete | 300
2023 | 5 | 50123 | Leeward Asset Management, LLC | IPP | AVEP BESS | CA | 65591 | AVEPB | 126 | Batteries | MWH | BA | (U) Under construction, less than or equal to 50 percent complete | 126
2023 | 5 | 50123 | Leeward Asset Management, LLC | IPP | Oak Trail Solar, LLC | NC | 64683 | GEN01 | 100 | Solar Photovoltaic | SUN | PV | (U) Under construction, less than or equal to 50 percent complete | 103.7
2023 | 5 | 62842 | Lightsource Renewable Energy Asset Management, LLC | IPP | Penn | PA | 65081 | PACT6 | 20 | Solar Photovoltaic | SUN | PV | (L) Regulatory approvals pending. Not under construction | 20
2023 | 5 | 12199 | Montana-Dakota Utilities Co | Electric Utility | R M Heskett | ND | 2790 | 4 | 89 | Natural Gas Fired Combustion Turbine | NG | GT | (P) Planned for installation, but regulatory approvals not initiated | 89
2023 | 5 | 189 | PowerSouth Energy Cooperative | Electric Utility | Lowman Energy Center | AL | 56 | LEC1 | 394.4 | Natural Gas Fired Combined Cycle | NG | CT | (V) Under construction, more than 50 percent complete | 459
2023 | 5 | 189 | PowerSouth Energy Cooperative | Electric Utility | Lowman Energy Center | AL | 56 | LEC2 | 264.5 | Natural Gas Fired Combined Cycle | NG | CA | (V) Under construction, more than 50 percent complete | 273.7
2023 | 5 | 64135 | Resurgence Solar | IPP | Resurgence Solar | CA | 64489 | GEN1 | 138 | Solar Photovoltaic | SUN | PV | (T) Regulatory approvals received. Not under construction | 138
2023 | 5 | 64135 | Resurgence Solar | IPP | Resurgence Solar | CA | 64489 | GEN2 | 115 | Batteries | MWH | BA | (T) Regulatory approvals received. Not under construction | 115
2023 | 5 | 64994 | SolRiver Capital LLC | IPP | McLean Homestead | NC | 60020 | PV1 | 4.9 | Solar Photovoltaic | SUN | PV | (L) Regulatory approvals pending. Not under construction | 4.9
2023 | 5 | 64994 | SolRiver Capital LLC | IPP | Rhubarb One SC | SC | 59596 | PV1 | 20 | Solar Photovoltaic | SUN | PV | (L) Regulatory approvals pending. Not under construction | 20
2023 | 5 | 64994 | SolRiver Capital LLC | IPP | Shorthorn Holdings | SC | 60028 | PV1 | 8.9 | Solar Photovoltaic | SUN | PV | (T) Regulatory approvals received. Not under construction | 8.9
2023 | 5 | 64481 | TC Solar RCE LLC | IPP | TC Solar RCE | MN | 65065 | CGS | 1 | Solar Photovoltaic | SUN | PV | (T) Regulatory approvals received. Not under construction | 1
2023 | 5 | 64287 | Terra-Gen Operating Co-BESS | IPP | Sanborn BESS 3 | CA | 65672 | BESS | 175.5 | Batteries | MWH | BA | (U) Under construction, less than or equal to 50 percent complete | 175.5
2023 | 5 | 20856 | Wisconsin Power & Light Co | Electric Utility | Springfield Solar (WI) | WI | 64996 | PV1 | 100 | Solar Photovoltaic | SUN | PV | (U) Under construction, less than or equal to 50 percent complete | 100
2023 | 6 | 61768 | Arrow Canyon Solar LLC | IPP | Arrow Canyon Solar Hybrid | NV | 62248 | 2 | 75 | Batteries | MWH | BA | (P) Planned for installation, but regulatory approvals not initiated | 75
2023 | 6 | 64739 | Black Walnut Energy Storage LLC | IPP | Black Walnut Energy Storage LLC | CA | 65396 | BW1 | 15 | Batteries | MWH | BA | (T) Regulatory approvals received. Not under construction | 15
2023 | 6 | 63883 | Broad Reach Power | IPP | Crockett | TX | 65488 | CROKT | 9.9 | Batteries | MWH | BA | (L) Regulatory approvals pending. Not under construction | 9.9
2023 | 6 | 63883 | Broad Reach Power | IPP | Dickens | TX | 65489 | DIKNS | 200 | Batteries | MWH | BA | (L) Regulatory approvals pending. Not under construction | 200
2023 | 6 | 63883 | Broad Reach Power | IPP | Hydra | TX | 65490 | HYDRA | 200 | Batteries | MWH | BA | (L) Regulatory approvals pending. Not under construction | 200
2023 | 6 | 63883 | Broad Reach Power | IPP | Paleo | TX | 65491 | PALEO | 200 | Batteries | MWH | BA | (L) Regulatory approvals pending. Not under construction | 200
2023 | 6 | 63883 | Broad Reach Power | IPP | Pavo | TX | 65492 | PAVO | 175 | Batteries | MWH | BA | (L) Regulatory approvals pending. Not under construction | 175
2023 | 6 | 63883 | Broad Reach Power | IPP | Tortolas | TX | 65493 | TORTO | 50 | Batteries | MWH | BA | (L) Regulatory approvals pending. Not under construction | 50
2023 | 6 | 56769 | Consolidated Edison Development Inc. | IPP | Acushnet MA 1 | MA | 64706 | ACNT1 | 1 | Solar Photovoltaic | SUN | PV | (T) Regulatory approvals received. Not under construction | 1
2023 | 6 | 56769 | Consolidated Edison Development Inc. | IPP | Acushnet MA 2 | MA | 64707 | ACNT2 | 1 | Solar Photovoltaic | SUN | PV | (T) Regulatory approvals received. Not under construction | 1
2023 | 6 | 54802 | Dynegy -Moss Landing LLC | IPP | Dynegy Moss Landing Power Plant Hybrid | CA | 260 | BAT3 | 350 | Batteries | MWH | BA | (U) Under construction, less than or equal to 50 percent complete | 350
2023 | 6 | 61785 | EDP Renewables North America LLC | IPP | Scarlet Solar (CA) | CA | 64908 | GEN01 | 200 | Solar Photovoltaic | SUN | PV | (P) Planned for installation, but regulatory approvals not initiated | 400
2023 | 6 | 58970 | Ecoplexus, Inc | IPP | E Nash PV3 | NC | 64369 | ENSH3 | 26 | Solar Photovoltaic | SUN | PV | (L) Regulatory approvals pending. Not under construction | 26
2023 | 6 | 58135 | Ecos Energy LLC | IPP | Apple Hill Solar | VT | 61037 | APPL | 2 | Solar Photovoltaic | SUN | PV | (U) Under construction, less than or equal to 50 percent complete | 2
2023 | 6 | 58135 | Ecos Energy LLC | IPP | Weybridge 1 Solar | VT | 61038 | WEY1 | 3 | Solar Photovoltaic | SUN | PV | (P) Planned for installation, but regulatory approvals not initiated | 3
2023 | 6 | 7140 | Georgia Power Co | Electric Utility | Vogtle | GA | 649 | 4 | 1114 | Nuclear | NUC | ST | (V) Under construction, more than 50 percent complete | 1114
2023 | 6 | 61944 | Goldman Sachs Renewable Power LLC | IPP | NY8 - Teichos Pattersonville | NY | 65840 | GEN1 | 20 | Solar Photovoltaic | SUN | PV | (T) Regulatory approvals received. Not under construction | 20
2023 | 6 | 64738 | Hummingbird Energy Storage, LLC | IPP | Hummingbird Energy Storage LLC | CA | 65395 | HUMB1 | 75 | Batteries | MWH | BA | (T) Regulatory approvals received. Not under construction | 75
2023 | 6 | 64971 | IP Oberon LLC | IPP | Oberon Solar Project | CA | 65734 | OBIBS | 125 | Batteries | MWH | BA | (U) Under construction, less than or equal to 50 percent complete | 140
2023 | 6 | 64971 | IP Oberon LLC | IPP | Oberon Solar Project | CA | 65734 | OBIPV | 250 | Solar Photovoltaic | SUN | PV | (U) Under construction, less than or equal to 50 percent complete | 298.2
2023 | 6 | 49893 | Invenergy Services LLC | IPP | Delilah Solar Energy II LLC | TX | 63884 | GEN1 | 310 | Solar Photovoltaic | SUN | PV | (U) Under construction, less than or equal to 50 percent complete | 310
2023 | 6 | 49893 | Invenergy Services LLC | IPP | Hardin Solar Energy II LLC | OH | 63828 | GEN1 | 170 | Solar Photovoltaic | SUN | PV | (U) Under construction, less than or equal to 50 percent complete | 170
2023 | 6 | 49893 | Invenergy Services LLC | IPP | Samson Solar Energy II LLC | TX | 63882 | GEN1 | 200 | Solar Photovoltaic | SUN | PV | (U) Under construction, less than or equal to 50 percent complete | 200
2023 | 6 | 63289 | Key Capture Energy | IPP | NY2 Battery | NY | 63584 | NY2 | 200 | Batteries | MWH | BA | (P) Planned for installation, but regulatory approvals not initiated | 200
2023 | 6 | 62842 | Lightsource Renewable Energy Asset Management, LLC | IPP | East Chili | PA | 65079 | PACT4 | 20 | Solar Photovoltaic | SUN | PV | (L) Regulatory approvals pending. Not under construction | 20
2023 | 6 | 65038 | Magdaline Solar, LLC | IPP | Magdaline Solar, LLC | SC | 65782 | MAG | 2 | Solar Photovoltaic | SUN | PV | (P) Planned for installation, but regulatory approvals not initiated | 2
2023 | 6 | 11806 | Massachusetts Mun Wholes Electric Co | Electric Utility | MMWEC Simple Cycle Gas Turbine | MA | 63559 | GT1 | 57 | Natural Gas Fired Combustion Turbine | NG | GT | (T) Regulatory approvals received. Not under construction | 65
2023 | 6 | 13582 | NRG Astoria Gas Turbine Operations Inc | IPP | Astoria Gas Turbines | NY | 55243 | CTG01 | 431 | Natural Gas Fired Combustion Turbine | NG | GT | (L) Regulatory approvals pending. Not under construction | 431
2023 | 6 | 13402 | Nevada Irrigation District | IPP | Loma Rica Hydroelectric Powerhouse | CA | 60988 | HY1 | 1.4 | Conventional Hydroelectric | WAT | HY | (P) Planned for installation, but regulatory approvals not initiated | 1.4
2023 | 6 | 14232 | Otter Tail Power Co | Electric Utility | Hoot Lake Solar | MN | 65066 | 1 | 49.9 | Solar Photovoltaic | SUN | PV | (U) Under construction, less than or equal to 50 percent complete | 49.9
2023 | 6 | 59967 | Phoenix Energy | Electric CHP | North Fork Community Power | CA | 60192 | NFCP1 | 2 | Other Waste Biomass | OBG | IC | (U) Under construction, less than or equal to 50 percent complete | 2
2023 | 6 | 65093 | RPCA Storage 1, LLC | IPP | Industrial Parkway Storage | CA | 65897 | INPKY | 9.8 | Batteries | MWH | BA | (T) Regulatory approvals received. Not under construction | 9.8
2023 | 6 | 27075 | San Diego County Water Auth | IPP | Rancho Penasquitos | CA | 56615 | G200 | 4.2 | Conventional Hydroelectric | WAT | HY | (U) Under construction, less than or equal to 50 percent complete | 4.2
2023 | 6 | 64801 | Storey Energy Center, LLC | IPP | Storey Solar and Storage | AZ | 65956 | STORY | 88 | Solar Photovoltaic | SUN | PV | (T) Regulatory approvals received. Not under construction | 88
2023 | 6 | 64366 | Terra-Gen Operating Co-Hybrid | IPP | Edwards Sanborn E5 | CA | 65676 | BESS | 75.4 | Batteries | MWH | BA | (U) Under construction, less than or equal to 50 percent complete | 75.4
2023 | 6 | 60947 | Tesla Inc. | Industrial | Tesla Reno GigaFactory | NV | 64098 | RD | 2.4 | Solar Photovoltaic | SUN | PV | (U) Under construction, less than or equal to 50 percent complete | 2.4
2023 | 6 | 56826 | Texas Medical Center Central | Commercial | TECO CHP-1 | TX | 57504 | GTG2 | 50 | Natural Gas Fired Combustion Turbine | NG | GT | (T) Regulatory approvals received. Not under construction | 50
2023 | 7 | 63697 | BD Solar Auburn LLC | IPP | Auburn PV - BD Solar Auburn LLC | ME | 64067 | AUBPV | 5 | Solar Photovoltaic | SUN | PV | (L) Regulatory approvals pending. Not under construction | 5
2023 | 7 | 63701 | BD Solar Lewiston Junction LLC | IPP | Lewiston Jn PV - BD Solar Lewiston Jn LLC | ME | 64071 | LJNPV | 5 | Solar Photovoltaic | SUN | PV | (L) Regulatory approvals pending. Not under construction | 5
2023 | 7 | 6455 | Duke Energy Florida, LLC | Electric Utility | High Springs Solar Power Plant | FL | 65172 | PV1 | 74.9 | Solar Photovoltaic | SUN | PV | (U) Under construction, less than or equal to 50 percent complete | 74.9
2023 | 7 | 54803 | Dynegy Oakland, LLC | IPP | Dynegy Oakland Power Plant | CA | 6211 | GEN4 | 43.3 | Batteries | MWH | BA | (P) Planned for installation, but regulatory approvals not initiated | 43.3
2023 | 7 | 64927 | IP Lumina II, LLC | IPP | Lumina II Solar Project | TX | 65644 | LUMII | 321 | Solar Photovoltaic | SUN | PV | (U) Under construction, less than or equal to 50 percent complete | 326.6
2023 | 7 | 63612 | Perquimans Solar LLC | IPP | Perquimans Solar LLC | NC | 63955 | PERQU | 5 | Solar Photovoltaic | SUN | PV | (T) Regulatory approvals received. Not under construction | 5
2023 | 7 | 63082 | ProEnergy Services | IPP | Brotman Power Station | TX | 65373 | CTG-1 | 44.6 | Natural Gas Fired Combustion Turbine | NG | GT | (T) Regulatory approvals received. Not under construction | 60.5
2023 | 7 | 63082 | ProEnergy Services | IPP | Brotman Power Station | TX | 65373 | CTG-2 | 44.6 | Natural Gas Fired Combustion Turbine | NG | GT | (T) Regulatory approvals received. Not under construction | 60.5
2023 | 7 | 60531 | Standard Solar | IPP | Klees Mill CSG | MD | 65356 | KLEES | 2.8 | Solar Photovoltaic | SUN | PV | (L) Regulatory approvals pending. Not under construction | 2.8
2023 | 7 | 64545 | Vesper Energy Development LLC | IPP | Gaucho Solar | PA | 65214 | GCHOS | 20 | Solar Photovoltaic | SUN | PV | (T) Regulatory approvals received. Not under construction | 20
2023 | 8 | 55963 | AE Power Services LLC | IPP | Arche Energy Project, LLC | OH | 65402 | ARCHE | 107 | Solar Photovoltaic | SUN | PV | (T) Regulatory approvals received. Not under construction | 107
2023 | 8 | 64669 | CPV Maple Hill Solar, LLC | IPP | CPV Maple Hill Solar | PA | 65332 | MH1 | 100 | Solar Photovoltaic | SUN | PV | (U) Under construction, less than or equal to 50 percent complete | 100
2023 | 8 | 58416 | California State University, Northridge | Commercial | CSU Northridge Plant | CA | 58422 | G6PV | 0.7 | Solar Photovoltaic | SUN | PV | (P) Planned for installation, but regulatory approvals not initiated | 0.8
2023 | 8 | 63526 | Chestnut Westside, LLC | IPP | Chestnut | CA | 63849 | CHNUT | 150.6 | Solar Photovoltaic | SUN | PV | (T) Regulatory approvals received. Not under construction | 150.6
2023 | 8 | 61610 | Delaware River Solar, LLC | IPP | Chidsey Hill Road Solar | NY | 65828 | 1666 | 3 | Solar Photovoltaic | SUN | PV | (T) Regulatory approvals received. Not under construction | 3
2023 | 8 | 61610 | Delaware River Solar, LLC | IPP | Day Hollow Road Solar | NY | 65826 | 1829 | 5 | Solar Photovoltaic | SUN | PV | (T) Regulatory approvals received. Not under construction | 5
2023 | 8 | 61610 | Delaware River Solar, LLC | IPP | Halsey Lane Solar | NY | 65827 | 1795 | 5 | Solar Photovoltaic | SUN | PV | (T) Regulatory approvals received. Not under construction | 5
2023 | 8 | 59656 | Desert Quartzite LLC | IPP | Desert Quartzite | CA | 59871 | GEN01 | 480 | Solar Photovoltaic | SUN | PV | (T) Regulatory approvals received. Not under construction | 480
2023 | 8 | 59656 | Desert Quartzite LLC | IPP | Desert Quartzite | CA | 59871 | GEN02 | 150 | Batteries | MWH | BA | (T) Regulatory approvals received. Not under construction | 150
2023 | 8 | 61785 | EDP Renewables North America LLC | IPP | Scarlet Solar (CA) | CA | 64908 | GEN02 | 40 | Batteries | MWH | BA | (P) Planned for installation, but regulatory approvals not initiated | 40
2023 | 8 | 64730 | Flint Hills Resources Pine Bend, LLC | Industrial | Flint Hills Resources Pine Bend, LLC | MN | 65405 | SOLAR | 45 | Solar Photovoltaic | SUN | PV | (P) Planned for installation, but regulatory approvals not initiated | 45
2023 | 8 | 63416 | Ho'Ohana Solar 1 LLC | IPP | Ho'Ohana Solar 1 | HI | 63723 | H0001 | 52 | Solar Photovoltaic | SUN | PV | (P) Planned for installation, but regulatory approvals not initiated | 52
2023 | 8 | 63416 | Ho'Ohana Solar 1 LLC | IPP | Ho'Ohana Solar 1 | HI | 63723 | HESS1 | 52 | Batteries | MWH | BA | (P) Planned for installation, but regulatory approvals not initiated | 52
2023 | 8 | 63289 | Key Capture Energy | IPP | TX10 Hummingbird Storage | TX | 65693 | TX10 | 100 | Batteries | MWH | BA | (L) Regulatory approvals pending. Not under construction | 100
2023 | 8 | 65052 | Limestone CSG 1 LLC | IPP | Limestone CSG 1 LLC | ME | 65801 | LMST1 | 1.2 | Solar Photovoltaic | SUN | PV | (T) Regulatory approvals received. Not under construction | 3.8
2023 | 8 | 61153 | Montevue Lane Solar, LLC | IPP | Fort Detrick Solar BESS | MD | 65825 | FDSBS | 6 | Batteries | MWH | BA | (T) Regulatory approvals received. Not under construction | 6
2023 | 8 | 61153 | Montevue Lane Solar, LLC | IPP | Fort Detrick Solar PV | MD | 61552 | FDSBS | 6 | Batteries | MWH | BA | (T) Regulatory approvals received. Not under construction | 6
2023 | 8 | 56215 | RWE Renewables Americas LLC | IPP | Big Star Solar, LLC (Hybrid) | TX | 64202 | BGSTB | 80 | Batteries | MWH | BA | (U) Under construction, less than or equal to 50 percent complete | 80
2023 | 8 | 56215 | RWE Renewables Americas LLC | IPP | Big Star Solar, LLC (Hybrid) | TX | 64202 | BGSTS | 200 | Solar Photovoltaic | SUN | PV | (U) Under construction, less than or equal to 50 percent complete | 200
2023 | 8 | 61828 | Scarlet Solar | IPP | Scarlet Solar | SC | 62307 | 71 | 2 | Solar Photovoltaic | SUN | PV | (T) Regulatory approvals received. Not under construction | 2
2023 | 8 | 64992 | Sunflower Energy Center, LLC | IPP | Sunflower Energy Center, LLC | KS | 65738 | 1111 | 200 | Onshore Wind Turbine | WND | WT | (T) Regulatory approvals received. Not under construction | 200
2023 | 8 | 18642 | Tennessee Valley Authority | Electric Utility | Vonore Battery Energy Storage System | TN | 64255 | VBESS | 20 | Batteries | MWH | BA | (P) Planned for installation, but regulatory approvals not initiated | 20
2023 | 8 | 64366 | Terra-Gen Operating Co-Hybrid | IPP | Edwards Sanborn E1B | CA | 65674 | BESS | 140.4 | Batteries | MWH | BA | (U) Under construction, less than or equal to 50 percent complete | 140.4
2023 | 8 | 63525 | Westlands Solar Blue, LLC | IPP | Solar Blue | CA | 63848 | SBLUE | 250 | Solar Photovoltaic | SUN | PV | (T) Regulatory approvals received. Not under construction | 250
2023 | 8 | 20856 | Wisconsin Power & Light Co | Electric Utility | Onion River | WI | 65008 | PV1 | 150 | Solar Photovoltaic | SUN | PV | (T) Regulatory approvals received. Not under construction | 150
2023 | 9 | 63830 | 7V Solar Ranch, LLC | IPP | 7V Solar Ranch | TX | 64239 | 7V1 | 240 | Solar Photovoltaic | SUN | PV | (L) Regulatory approvals pending. Not under construction | 240
2023 | 9 | 60796 | 91MC 8me LLC | IPP | Aratina Solar Center 1 Hybrid | CA | 61167 | 91MC8 | 200 | Solar Photovoltaic | SUN | PV | (P) Planned for installation, but regulatory approvals not initiated | 200
2023 | 9 | 60796 | 91MC 8me LLC | IPP | Aratina Solar Center 1 Hybrid | CA | 61167 | BESS | 50 | Batteries | MWH | BA | (P) Planned for installation, but regulatory approvals not initiated | 50
2023 | 9 | 57416 | Acciona Energy USA Global, LLC | IPP | AEUG Union Solar, LLC | OH | 64660 | AUS | 325 | Solar Photovoltaic | SUN | PV | (P) Planned for installation, but regulatory approvals not initiated | 325
2023 | 9 | 57416 | Acciona Energy USA Global, LLC | IPP | Fort Bend Solar LLC | TX | 63985 | FBS | 240 | Solar Photovoltaic | SUN | PV | (V) Under construction, more than 50 percent complete | 240
2023 | 9 | 57416 | Acciona Energy USA Global, LLC | IPP | High Point Solar LLC | IL | 63838 | HPS | 100 | Solar Photovoltaic | SUN | PV | (V) Under construction, more than 50 percent complete | 100
2023 | 9 | 64496 | Atlanta Farms Solar Project, LLC | IPP | Atlanta Farms Solar | OH | 65128 | 43164 | 199.6 | Solar Photovoltaic | SUN | PV | (P) Planned for installation, but regulatory approvals not initiated | 199.6
2023 | 9 | 15399 | Avangrid Renewables LLC | IPP | Bakeoven Solar | OR | 63507 | BOS1 | 60 | Solar Photovoltaic | SUN | PV | (U) Under construction, less than or equal to 50 percent complete | 60
2023 | 9 | 64356 | Bedington Energy Facility, LLC | IPP | Bedington Energy Facility, LLC | WV | 64848 | BEF1 | 50 | Solar Photovoltaic | SUN | PV | (L) Regulatory approvals pending. Not under construction | 50
2023 | 9 | 64307 | Castle Solar, LLC | IPP | Castle Solar, LLC | UT | 64740 | CS | 40 | Solar Photovoltaic | SUN | PV | (V) Under construction, more than 50 percent complete | 40
2023 | 9 | 64365 | Daggett Solar Power 3 LLC | IPP | Daggett 3 | CA | 64852 | DAGGB | 144 | Batteries | MWH | BA | (U) Under construction, less than or equal to 50 percent complete | 144
2023 | 9 | 64365 | Daggett Solar Power 3 LLC | IPP | Daggett 3 | CA | 64852 | DAGGP | 300 | Solar Photovoltaic | SUN | PV | (U) Under construction, less than or equal to 50 percent complete | 300
2023 | 9 | 64306 | Elektron Solar, LLC | IPP | Elektron Solar, LLC | UT | 64739 | ELKS | 80 | Solar Photovoltaic | SUN | PV | (V) Under construction, more than 50 percent complete | 80
2023 | 9 | 64074 | Freepoint Solar LLC | IPP | Woodville Solar | RI | 64530 | 1 | 4.5 | Solar Photovoltaic | SUN | PV | (P) Planned for installation, but regulatory approvals not initiated | 4.5
2023 | 9 | 7570 | Great River Energy | Electric Utility | Cambridge CT Hybrid | MN | 2038 | BA1 | 0.8 | Batteries | MWH | BA | (P) Planned for installation, but regulatory approvals not initiated | 1
2023 | 9 | 63638 | Horseshoe Solar, LLC | IPP | Horseshoe Solar, LLC | UT | 63984 | HSS | 75 | Solar Photovoltaic | SUN | PV | (V) Under construction, more than 50 percent complete | 75
2023 | 9 | 64559 | Hunter Solar, LLC | IPP | Hunter Solar, LLC (CO) | CO | 65231 | HCO | 75 | Solar Photovoltaic | SUN | PV | (V) Under construction, more than 50 percent complete | 75
2023 | 9 | 64972 | IP Oberon II, LLC | IPP | Oberon II Solar Project | CA | 65735 | OBIIB | 125 | Batteries | MWH | BA | (L) Regulatory approvals pending. Not under construction | 140
2023 | 9 | 64972 | IP Oberon II, LLC | IPP | Oberon II Solar Project | CA | 65735 | OBIIP | 250 | Solar Photovoltaic | SUN | PV | (L) Regulatory approvals pending. Not under construction | 298.2
2023 | 9 | 63289 | Key Capture Energy | IPP | TX17 Nickel Prairie Storage | TX | 63880 | TX17 | 100 | Batteries | MWH | BA | (P) Planned for installation, but regulatory approvals not initiated | 100
2023 | 9 | 62036 | Paeahu Solar LLC | IPP | Paeahu Solar Hybrid | HI | 62534 | PHBA | 15 | Batteries | MWH | BA | (L) Regulatory approvals pending. Not under construction | 15
2023 | 9 | 62036 | Paeahu Solar LLC | IPP | Paeahu Solar Hybrid | HI | 62534 | PHSOL | 15 | Solar Photovoltaic | SUN | PV | (L) Regulatory approvals pending. Not under construction | 15
2023 | 9 | 59489 | Perennial-Wind Chaser LLC | IPP | Perennial Wind Chaser Station | OR | 59721 | GT1 | 98.7 | Natural Gas Fired Combustion Turbine | NG | GT | (U) Under construction, less than or equal to 50 percent complete | 106
2023 | 9 | 59489 | Perennial-Wind Chaser LLC | IPP | Perennial Wind Chaser Station | OR | 59721 | GT2 | 98.7 | Natural Gas Fired Combustion Turbine | NG | GT | (U) Under construction, less than or equal to 50 percent complete | 106
2023 | 9 | 59489 | Perennial-Wind Chaser LLC | IPP | Perennial Wind Chaser Station | OR | 59721 | GT3 | 98.7 | Natural Gas Fired Combustion Turbine | NG | GT | (U) Under construction, less than or equal to 50 percent complete | 106
2023 | 9 | 59489 | Perennial-Wind Chaser LLC | IPP | Perennial Wind Chaser Station | OR | 59721 | GT4 | 98.7 | Natural Gas Fired Combustion Turbine | NG | GT | (U) Under construction, less than or equal to 50 percent complete | 106
2023 | 9 | 64715 | Quillwort Solar | Electric Utility | Quillwort Solar | VA | 65318 | POWI | 18 | Solar Photovoltaic | SUN | PV | (P) Planned for installation, but regulatory approvals not initiated | 18
2023 | 9 | 56215 | RWE Renewables Americas LLC | IPP | Fifth Standard Solar PV, LLC (Hybrid) | CA | 64197 | FTHSB | 117 | Batteries | MWH | BA | (L) Regulatory approvals pending. Not under construction | 117
2023 | 9 | 56215 | RWE Renewables Americas LLC | IPP | Fifth Standard Solar PV, LLC (Hybrid) | CA | 64197 | FTHSS | 150 | Solar Photovoltaic | SUN | PV | (L) Regulatory approvals pending. Not under construction | 150
2023 | 9 | 63639 | Rocket Solar, LLC | IPP | Rocket Solar, LLC | UT | 63983 | RS | 80 | Solar Photovoltaic | SUN | PV | (V) Under construction, more than 50 percent complete | 80
2023 | 9 | 64713 | Sebera Solar | Electric Utility | Sebera Solar | VA | 65320 | SEBE | 20 | Solar Photovoltaic | SUN | PV | (P) Planned for installation, but regulatory approvals not initiated | 20
2023 | 9 | 58901 | Sustainable Hydro, Braddock, LLC | IPP | Braddock Lock and Dam | PA | 59091 | GEN1 | 5.3 | Conventional Hydroelectric | WAT | HY | (L) Regulatory approvals pending. Not under construction | 5.3
2023 | 9 | 59056 | Tri Global Energy, LLC | IPP | Canyon Wind Project, LLC | TX | 60271 | WT1 | 360 | Onshore Wind Turbine | WND | WT | (P) Planned for installation, but regulatory approvals not initiated | 360
2023 | 9 | 20856 | Wisconsin Power & Light Co | Electric Utility | Cassville Solar | WI | 64995 | PV1 | 50 | Solar Photovoltaic | SUN | PV | (L) Regulatory approvals pending. Not under construction | 50
2023 | 9 | 64109 | Wythe County Solar Project, LLC | IPP | Wythe County Solar | VA | 64448 | GEN1 | 75 | Solar Photovoltaic | SUN | PV | (P) Planned for installation, but regulatory approvals not initiated | 75
2023 | 10 | 61012 | AES Distributed Energy | IPP | AES Maui Kuihelani Solar Hybrid | HI | 64256 | KLNIB | 60 | Batteries | MWH | BA | (T) Regulatory approvals received. Not under construction | 60
2023 | 10 | 61514 | Agilitas Energy, LLC | IPP | Manorville II | NY | 64758 | MAN | 0.6 | Solar Photovoltaic | SUN | PV | (L) Regulatory approvals pending. Not under construction | 0.6
2023 | 10 | 61514 | Agilitas Energy, LLC | IPP | Manorville II | NY | 64758 | MANB | 0.8 | Batteries | MWH | BA | (L) Regulatory approvals pending. Not under construction | 0.8
2023 | 10 | 61514 | Agilitas Energy, LLC | IPP | Patchogue ESS | NY | 64761 | PAT | 2 | Batteries | MWH | BA | (L) Regulatory approvals pending. Not under construction | 2
2023 | 10 | 64144 | Arlington Energy Center II | IPP | Arlington Energy Center II | CA | 64481 | AEC2 | 133 | Solar Photovoltaic | SUN | PV | (U) Under construction, less than or equal to 50 percent complete | 133
2023 | 10 | 15399 | Avangrid Renewables LLC | IPP | Daybreak Solar | OR | 64974 | DBS1 | 140 | Solar Photovoltaic | SUN | PV | (U) Under construction, less than or equal to 50 percent complete | 140
2023 | 10 | 62709 | Bakerstand Solar LLC | IPP | Bakerstand Solar (NY) | NY | 62811 | BKSTD | 20 | Solar Photovoltaic | SUN | PV | (P) Planned for installation, but regulatory approvals not initiated | 20
2023 | 10 | 63883 | Broad Reach Power | IPP | Antlia | TX | 65588 | ANTLA | 70 | Batteries | MWH | BA | (L) Regulatory approvals pending. Not under construction | 70
2023 | 10 | 63883 | Broad Reach Power | IPP | Carina | TX | 65589 | CARNA | 150 | Batteries | MWH | BA | (L) Regulatory approvals pending. Not under construction | 150
2023 | 10 | 5248 | Dominion Energy Inc | Electric Utility | Dulles Solar and Storage | VA | 65043 | DUST | 50 | Batteries | MWH | BA | (L) Regulatory approvals pending. Not under construction | 50
2023 | 10 | 7140 | Georgia Power Co | Electric Utility | Mossy Branch Battery Facility | GA | 65018 | BESS | 65 | Batteries | MWH | BA | (T) Regulatory approvals received. Not under construction | 65
2023 | 10 | 62008 | Hale Kuawehi Solar LLC | IPP | Hale Kuawehi Solar Hybrid | HI | 62529 | HKBA | 30 | Batteries | MWH | BA | (U) Under construction, less than or equal to 50 percent complete | 30
2023 | 10 | 62008 | Hale Kuawehi Solar LLC | IPP | Hale Kuawehi Solar Hybrid | HI | 62529 | HKSOL | 30 | Solar Photovoltaic | SUN | PV | (P) Planned for installation, but regulatory approvals not initiated | 30
2023 | 10 | 63636 | Homestead Fuel Cell 1, LLC | IPP | Homestead Fuel Cell | CT | 63980 | MM50 | 2.8 | Other Natural Gas | NG | FC | (L) Regulatory approvals pending. Not under construction | 2.8
2023 | 10 | 63636 | Homestead Fuel Cell 1, LLC | IPP | Homestead Fuel Cell | CT | 63980 | MM51 | 2.8 | Other Natural Gas | NG | FC | (L) Regulatory approvals pending. Not under construction | 2.8
2023 | 10 | 63636 | Homestead Fuel Cell 1, LLC | IPP | Homestead Fuel Cell | CT | 63980 | MM52 | 2.8 | Other Natural Gas | NG | FC | (L) Regulatory approvals pending. Not under construction | 2.8
2023 | 10 | 64924 | IP Lumina, LLC | IPP | Lumina Solar Project | TX | 65645 | LUMIN | 320 | Solar Photovoltaic | SUN | PV | (U) Under construction, less than or equal to 50 percent complete | 326.6
2023 | 10 | 63289 | Key Capture Energy | IPP | TX15 Limousin Oak Storage | TX | 65698 | TX15 | 100 | Batteries | MWH | BA | (P) Planned for installation, but regulatory approvals not initiated | 100
2023 | 10 | 62842 | Lightsource Renewable Energy Asset Management, LLC | IPP | Honeysuckle Solar Farm | IN | 65936 | INHS1 | 150 | Solar Photovoltaic | SUN | PV | (L) Regulatory approvals pending. Not under construction | 150
2023 | 10 | 64164 | Noosa Energy Storage LLC | IPP | Noosa Energy Storage LLC | CA | 64531 | KOV4A | 99 | Batteries | MWH | BA | (T) Regulatory approvals received. Not under construction | 99
2023 | 10 | 64371 | RPNY Solar 3, LLC | IPP | Slayton Settlement Road Solar | NY | 64867 | SLYTA | 5 | Solar Photovoltaic | SUN | PV | (T) Regulatory approvals received. Not under construction | 5
2023 | 10 | 64371 | RPNY Solar 3, LLC | IPP | Slayton Settlement Road Solar | NY | 64867 | SLYTB | 2 | Solar Photovoltaic | SUN | PV | (T) Regulatory approvals received. Not under construction | 2
2023 | 10 | 64351 | Roxbury Solar, LLC | IPP | Roxbury Solar, LLC | ME | 64834 | ROX | 55 | Solar Photovoltaic | SUN | PV | (P) Planned for installation, but regulatory approvals not initiated | 55
2023 | 10 | 59056 | Tri Global Energy, LLC | IPP | Water Valley Wind Energy | TX | 62846 | WWE1 | 150 | Onshore Wind Turbine | WND | WT | (P) Planned for installation, but regulatory approvals not initiated | 150
2023 | 10 | 64691 | West Baldwin Solar Station LLC | IPP | West Baldwin Solar Station | ME | 65371 | WBSS | 17.1 | Solar Photovoltaic | SUN | PV | (L) Regulatory approvals pending. Not under construction | 17.1
2023 | 10 | 20856 | Wisconsin Power & Light Co | Electric Utility | Wautoma Solar | WI | 65000 | PV1 | 99 | Solar Photovoltaic | SUN | PV | (L) Regulatory approvals pending. Not under construction | 99
2023 | 11 | 63118 | 224WB 8me LLC | IPP | Galloway 2 Solar Farm | TX | 63343 | GS2SF | 110 | Solar Photovoltaic | SUN | PV | (P) Planned for installation, but regulatory approvals not initiated | 110
2023 | 11 | 61525 | 231RC 8me LLC | IPP | Norton Solar Farm | TX | 61967 | NSM01 | 125 | Solar Photovoltaic | SUN | PV | (P) Planned for installation, but regulatory approvals not initiated | 125
2023 | 11 | 60797 | 68SF 8me LLC | IPP | Eland Solar & Storage Center, Phase 1 Hybrid | CA | 61168 | 61168 | 150 | Batteries | MWH | BA | (U) Under construction, less than or equal to 50 percent complete | 150
2023 | 11 | 60797 | 68SF 8me LLC | IPP | Eland Solar & Storage Center, Phase 1 Hybrid | CA | 61168 | 68SF8 | 200 | Solar Photovoltaic | SUN | PV | (U) Under construction, less than or equal to 50 percent complete | 200
2023 | 11 | 60798 | 69SV 8me LLC | IPP | Eland Solar & Storage Center, Phase 2 Hybrid | CA | 61169 | 61169 | 150 | Batteries | MWH | BA | (T) Regulatory approvals received. Not under construction | 150
2023 | 11 | 60798 | 69SV 8me LLC | IPP | Eland Solar & Storage Center, Phase 2 Hybrid | CA | 61169 | 69SV8 | 200 | Solar Photovoltaic | SUN | PV | (T) Regulatory approvals received. Not under construction | 200
2023 | 11 | 195 | Alabama Power Co | Electric Utility | Barry | AL | 3 | A3C1 | 385 | Natural Gas Fired Combined Cycle | NG | CT | (U) Under construction, less than or equal to 50 percent complete | 464
2023 | 11 | 195 | Alabama Power Co | Electric Utility | Barry | AL | 3 | A3ST | 300 | Natural Gas Fired Combined Cycle | NG | CA | (U) Under construction, less than or equal to 50 percent complete | 310
2023 | 11 | 15399 | Avangrid Renewables LLC | IPP | Mohawk Solar | NY | 64253 | S1 | 90.5 | Solar Photovoltaic | SUN | PV | (T) Regulatory approvals received. Not under construction | 90.5
2023 | 11 | 63965 | Badger Wind , LLC | IPP | Badger Wind, LLC | ND | 64342 | 5555 | 252 | Onshore Wind Turbine | WND | WT | (L) Regulatory approvals pending. Not under construction | 252
2023 | 11 | 64455 | CG Wharton County LLC | IPP | Sandy Branch Solar | TX | 65034 | CSBS1 | 230 | Solar Photovoltaic | SUN | PV | (U) Under construction, less than or equal to 50 percent complete | 230
2023 | 11 | 64364 | Daggett Solar Power 2 LLC | IPP | Daggett 2 | CA | 64851 | DAGGB | 131 | Batteries | MWH | BA | (T) Regulatory approvals received. Not under construction | 131
2023 | 11 | 64364 | Daggett Solar Power 2 LLC | IPP | Daggett 2 | CA | 64851 | DAGGP | 182 | Solar Photovoltaic | SUN | PV | (T) Regulatory approvals received. Not under construction | 182
2023 | 11 | 64452 | EDF Renewables Development, Inc. | IPP | Homer Solar Energy Center | NY | 65052 | HSEC | 90 | Solar Photovoltaic | SUN | PV | (L) Regulatory approvals pending. Not under construction | 90
2023 | 11 | 64452 | EDF Renewables Development, Inc. | IPP | Tracy Solar Energy Center | NY | 65051 | TSEC | 119 | Solar Photovoltaic | SUN | PV | (L) Regulatory approvals pending. Not under construction | 119
2023 | 11 | 65018 | East Point Energy Center, LLC | IPP | East Point Energy Center, LLC | NY | 65805 | EP01 | 50 | Solar Photovoltaic | SUN | PV | (T) Regulatory approvals received. Not under construction | 50
2023 | 11 | 63117 | Gemini Solar | IPP | Gemini Solar | NV | 63352 | ARBE1 | 690 | Solar Photovoltaic | SUN | PV | (U) Under construction, less than or equal to 50 percent complete | 690
2023 | 11 | 63117 | Gemini Solar | IPP | Gemini Solar | NV | 63352 | ARPV1 | 280 | Batteries | MWH | BA | (U) Under construction, less than or equal to 50 percent complete | 380
2023 | 11 | 64941 | Hecate Energy Pulaski LLC | IPP | Hecate Energy Pulaski 1 | VA | 65665 | HEPU1 | 150 | Solar Photovoltaic | SUN | PV | (P) Planned for installation, but regulatory approvals not initiated | 150
2023 | 11 | 64970 | Hecate Grid Humidor Storage 1 LLC | IPP | Humidor Storage I | CA | 65703 | HEHUM | 300 | Batteries | MWH | BA | (L) Regulatory approvals pending. Not under construction | 300
2023 | 11 | 65016 | High River Energy Center, LLC | IPP | High River Energy Center, LLC | NY | 65765 | HR01 | 90 | Solar Photovoltaic | SUN | PV | (L) Regulatory approvals pending. Not under construction | 90
2023 | 11 | 49893 | Invenergy Services LLC | IPP | Crescent Valley Solar | NV | 62888 | GEN1 | 149 | Solar Photovoltaic | SUN | PV | (U) Under construction, less than or equal to 50 percent complete | 149
2023 | 11 | 49893 | Invenergy Services LLC | IPP | Lovelock Solar | NV | 62934 | GEN1 | 190 | Solar Photovoltaic | SUN | PV | (U) Under construction, less than or equal to 50 percent complete | 190
2023 | 11 | 62842 | Lightsource Renewable Energy Asset Management, LLC | IPP | Ventress Solar 1 | LA | 65030 | LAVE1 | 300 | Solar Photovoltaic | SUN | PV | (P) Planned for installation, but regulatory approvals not initiated | 300
2023 | 11 | 14127 | Omaha Public Power District | Electric Utility | Turtle Creek | NE | 64547 | 1 | 235 | Natural Gas Fired Combustion Turbine | NG | GT | (T) Regulatory approvals received. Not under construction | 264
2023 | 11 | 14127 | Omaha Public Power District | Electric Utility | Turtle Creek | NE | 64547 | 2 | 235 | Natural Gas Fired Combustion Turbine | NG | GT | (T) Regulatory approvals received. Not under construction | 264
2023 | 11 | 64931 | Texas Solar Nova 1, LLC | IPP | Texas Solar Nova 1 | TX | 65654 | TSN1 | 252 | Solar Photovoltaic | SUN | PV | (P) Planned for installation, but regulatory approvals not initiated | 252
2023 | 11 | 65123 | Tres Bahias Solar Power, LLC | IPP | Tres Bahias | TX | 65947 | TB | 196.3 | Solar Photovoltaic | SUN | PV | (U) Under construction, less than or equal to 50 percent complete | 196.3
2023 | 11 | 64168 | Tyre Bridge Solar LLC | IPP | Tyre Bridge Solar LLC | GA | 64537 | KOV4A | 118 | Solar Photovoltaic | SUN | PV | (T) Regulatory approvals received. Not under construction | 118
2023 | 11 | 63492 | West River Solar, LLC | IPP | West River Solar, LLC | NC | 63806 | PGR28 | 40 | Solar Photovoltaic | SUN | PV | (P) Planned for installation, but regulatory approvals not initiated | 40
2023 | 11 | 20856 | Wisconsin Power & Light Co | Electric Utility | Grant County | WI | 65007 | PV1 | 200 | Solar Photovoltaic | SUN | PV | (T) Regulatory approvals received. Not under construction | 200
2023 | 11 | 20856 | Wisconsin Power & Light Co | Electric Utility | Paddock Solar | WI | 64998 | PV1 | 65 | Solar Photovoltaic | SUN | PV | (L) Regulatory approvals pending. Not under construction | 65
2023 | 11 | 64776 | Wolf Pit Branch Solar, LLC | IPP | Wolf Pit Branch Solar, LLC | SC | 65437 | PGB38 | 15.5 | Batteries | MWH | BA | (U) Under construction, less than or equal to 50 percent complete | 15.5
2023 | 11 | 64776 | Wolf Pit Branch Solar, LLC | IPP | Wolf Pit Branch Solar, LLC | SC | 65437 | PGR38 | 62 | Solar Photovoltaic | SUN | PV | (U) Under construction, less than or equal to 50 percent complete | 62
2023 | 12 | 61222 | 174 Power Global Corp. | IPP | Atlas | AZ | 63798 | ATL01 | 300 | Solar Photovoltaic | SUN | PV | (P) Planned for installation, but regulatory approvals not initiated | 300
2023 | 12 | 61222 | 174 Power Global Corp. | IPP | Atlas | AZ | 63798 | ATLB1 | 300 | Batteries | MWH | BA | (P) Planned for installation, but regulatory approvals not initiated | 300
2023 | 12 | 61222 | 174 Power Global Corp. | IPP | Black Hollow Sun, LLC | CO | 64745 | BHS01 | 150 | Solar Photovoltaic | SUN | PV | (P) Planned for installation, but regulatory approvals not initiated | 150
2023 | 12 | 61222 | 174 Power Global Corp. | IPP | Boulder Solar III LLC | NV | 65141 | BS301 | 127.9 | Solar Photovoltaic | SUN | PV | (P) Planned for installation, but regulatory approvals not initiated | 127.9
2023 | 12 | 61222 | 174 Power Global Corp. | IPP | Boulder Solar III LLC | NV | 65141 | BS3ES | 58 | Batteries | MWH | BA | (P) Planned for installation, but regulatory approvals not initiated | 58
2023 | 12 | 61222 | 174 Power Global Corp. | IPP | Turkey Creek Solar Project | CO | 64744 | TC001 | 200 | Solar Photovoltaic | SUN | PV | (P) Planned for installation, but regulatory approvals not initiated | 200
2023 | 12 | 64244 | 92JT 8me, LLC | IPP | Big Rock Solar Farm | CA | 64636 | 92JT8 | 200 | Solar Photovoltaic | SUN | PV | (P) Planned for installation, but regulatory approvals not initiated | 200
2023 | 12 | 64244 | 92JT 8me, LLC | IPP | Big Rock Solar Farm | CA | 64636 | 92JTB | 200 | Batteries | MWH | BA | (P) Planned for installation, but regulatory approvals not initiated | 200
2023 | 12 | 61012 | AES Distributed Energy | IPP | Platteview Solar LLC | NE | 65334 | PLTVW | 81 | Solar Photovoltaic | SUN | PV | (U) Under construction, less than or equal to 50 percent complete | 81
2023 | 12 | 61012 | AES Distributed Energy | IPP | Sand Hill B | CA | 63652 | SNDHB | 17 | Onshore Wind Turbine | WND | WT | (P) Planned for installation, but regulatory approvals not initiated | 17
2023 | 12 | 61012 | AES Distributed Energy | IPP | Sand Hill C | CA | 63653 | SNDHC | 80 | Onshore Wind Turbine | WND | WT | (P) Planned for installation, but regulatory approvals not initiated | 80
2023 | 12 | 57416 | Acciona Energy USA Global, LLC | IPP | AEUG Madison Solar, LLC | KY | 64659 | AMS | 100 | Solar Photovoltaic | SUN | PV | (L) Regulatory approvals pending. Not under construction | 100
2023 | 12 | 63448 | Aiya Solar CEI, LLC | IPP | Aiya Solar Project | NV | 59869 | GEN01 | 100 | Solar Photovoltaic | SUN | PV | (P) Planned for installation, but regulatory approvals not initiated | 100
2023 | 12 | 64615 | Antares Group Inc | IPP | Elm Spring Solar 1 | VA | 65313 | ES | 3 | Solar Photovoltaic | SUN | PV | (P) Planned for installation, but regulatory approvals not initiated | 3
2023 | 12 | 64949 | Appaloosa Solar I, LLC | IPP | Appaloosa Solar I | UT | 65678 | AS1A | 120 | Solar Photovoltaic | SUN | PV | (T) Regulatory approvals received. Not under construction | 120
2023 | 12 | 64949 | Appaloosa Solar I, LLC | IPP | Appaloosa Solar I | UT | 65678 | AS1B | 80 | Solar Photovoltaic | SUN | PV | (T) Regulatory approvals received. Not under construction | 80
2023 | 12 | 15399 | Avangrid Renewables LLC | IPP | Camino Solar Hybrid | CA | 63508 | CSBA1 | 11 | Batteries | MWH | BA | (P) Planned for installation, but regulatory approvals not initiated | 11
2023 | 12 | 15399 | Avangrid Renewables LLC | IPP | Camino Solar Hybrid | CA | 63508 | CSPV1 | 44 | Solar Photovoltaic | SUN | PV | (P) Planned for installation, but regulatory approvals not initiated | 44
2023 | 12 | 15399 | Avangrid Renewables LLC | IPP | Midland Wind | IL | 63003 | 1 | 105.5 | Onshore Wind Turbine | WND | WT | (P) Planned for installation, but regulatory approvals not initiated | 105.5
2023 | 12 | 64842 | Baron Winds II | IPP | Baron Winds II | NY | 65513 | BRNW2 | 113.2 | Onshore Wind Turbine | WND | WT | (T) Regulatory approvals received. Not under construction | 113.2
2023 | 12 | 63793 | Bear Branch Solar LLC | IPP | Bear Branch Solar | NC | 64168 | GEN | 35 | Solar Photovoltaic | SUN | PV | (L) Regulatory approvals pending. Not under construction | 35
2023 | 12 | 64788 | Big Cypress Solar, LLC | IPP | Big Cypress Solar, LLC | AR | 65483 | BIGC1 | 180 | Solar Photovoltaic | SUN | PV | (P) Planned for installation, but regulatory approvals not initiated | 180
2023 | 12 | 64522 | CAA CT Solar One, LLC | IPP | CT Airport Authority Solar One | CT | 65146 | VCP16 | 4 | Solar Photovoltaic | SUN | PV | (P) Planned for installation, but regulatory approvals not initiated | 4
2023 | 12 | 61818 | CC Polymers LLC | Industrial | M&G Resins USA | TX | 60642 | 1 | 11.7 | All Other | WH | OT | (P) Planned for installation, but regulatory approvals not initiated | 14.3
2023 | 12 | 61818 | CC Polymers LLC | Industrial | M&G Resins USA | TX | 60642 | 2 | 11.7 | All Other | WH | OT | (P) Planned for installation, but regulatory approvals not initiated | 14.3
2023 | 12 | 63799 | Cabin Creek Solar I LLC | IPP | Cabin Creek Solar | MT | 64199 | CBCK1 | 75 | Solar Photovoltaic | SUN | PV | (P) Planned for installation, but regulatory approvals not initiated | 75
2023 | 12 | 63819 | Cabin Creek Solar II LLC | IPP | Cabin Creek Solar II | MT | 64203 | CBCK2 | 75 | Solar Photovoltaic | SUN | PV | (P) Planned for installation, but regulatory approvals not initiated | 75
2023 | 12 | 64110 | Calhoun County Solar Project, LLC | IPP | Calhoun County Solar Project | MI | 64452 | GEN1 | 125 | Solar Photovoltaic | SUN | PV | (P) Planned for installation, but regulatory approvals not initiated | 125
2023 | 12 | 64624 | Cedar Creek Wind, LLC | IPP | Cedar Creek Wind, LLC | ID | 65311 | CDCRK | 160 | Onshore Wind Turbine | WND | WT | (T) Regulatory approvals received. Not under construction | 160
2023 | 12 | 64934 | Chiquito Grid, LLC | IPP | Chiquito Grid, LLC | CA | 65655 | HECHQ | 80 | Batteries | MWH | BA | (L) Regulatory approvals pending. Not under construction | 80
2023 | 12 | 64186 | Chuckwalla Solar, LLC | IPP | Chuckwalla Solar, LLC | NV | 64558 | CHW | 200 | Solar Photovoltaic | SUN | PV | (P) Planned for installation, but regulatory approvals not initiated | 200
2023 | 12 | 64186 | Chuckwalla Solar, LLC | IPP | Chuckwalla Solar, LLC | NV | 64558 | CHW1 | 180 | Batteries | MWH | BA | (P) Planned for installation, but regulatory approvals not initiated | 180
2023 | 12 | 3913 | City of Colby - (KS) | Electric Utility | Colby City of | KS | 1272 | 10 | 3 | Petroleum Liquids | DFO | IC | (P) Planned for installation, but regulatory approvals not initiated | 3
2023 | 12 | 3913 | City of Colby - (KS) | Electric Utility | Colby City of | KS | 1272 | 11 | 3 | Petroleum Liquids | DFO | IC | (P) Planned for installation, but regulatory approvals not initiated | 3
2023 | 12 | 60609 | Clean Focus Renewables, Inc. | IPP | Rugged Solar LLC | CA | 57960 | 1 | 80 | Solar Photovoltaic | SUN | PV | (V) Under construction, more than 50 percent complete | 80
2023 | 12 | 64389 | ConnectGen Chautauqua County LLC | IPP | South Ripley Solar | NY | 64911 | CSRB1 | 20 | Batteries | MWH | BA | (L) Regulatory approvals pending. Not under construction | 20
2023 | 12 | 64389 | ConnectGen Chautauqua County LLC | IPP | South Ripley Solar | NY | 64911 | CSRS1 | 270 | Solar Photovoltaic | SUN | PV | (L) Regulatory approvals pending. Not under construction | 270
2023 | 12 | 64368 | Dolores Canyon Solar LLC | IPP | Dolores Canyon Solar | CO | 64858 | C0497 | 110 | Solar Photovoltaic | SUN | PV | (P) Planned for installation, but regulatory approvals not initiated | 110
2023 | 12 | 5248 | Dominion Energy Inc | Electric Utility | Dulles Solar and Storage | VA | 65043 | DUSO | 100 | Solar Photovoltaic | SUN | PV | (L) Regulatory approvals pending. Not under construction | 100
2023 | 12 | 5248 | Dominion Energy Inc | Electric Utility | Piney Creek Solar | VA | 62768 | PCSOL | 80 | Solar Photovoltaic | SUN | PV | (P) Planned for installation, but regulatory approvals not initiated | 80
2023 | 12 | 62760 | EDPR CA Solar Park VI LLC | IPP | EDPR CA Solar Park VI LLC (CA) Hybrid | CA | 62892 | SONR2 | 40 | Batteries | MWH | BA | (T) Regulatory approvals received. Not under construction | 40
2023 | 12 | 64524 | East Windsor Solar Two, LLC | IPP | East Windsor Solar Two | CT | 65149 | VCP05 | 4 | Solar Photovoltaic | SUN | PV | (P) Planned for installation, but regulatory approvals not initiated | 4
2023 | 12 | 58970 | Ecoplexus, Inc | IPP | OAKBORO PV1 | NC | 63162 | OAKPV | 40 | Solar Photovoltaic | SUN | PV | (P) Planned for installation, but regulatory approvals not initiated | 40
2023 | 12 | 58970 | Ecoplexus, Inc | IPP | Westminister NC | NC | 63567 | WSMTR | 75 | Solar Photovoltaic | SUN | PV | (T) Regulatory approvals received. Not under construction | 75
2023 | 12 | 64525 | Ellington Solar One, LLC | IPP | Ellington Solar One | CT | 65150 | VCP06 | 2 | Solar Photovoltaic | SUN | PV | (P) Planned for installation, but regulatory approvals not initiated | 2
2023 | 12 | 64689 | Emery Meadow Solar Station, LLC | IPP | Emery Meadow Solar Station | ME | 65366 | EMSS | 16.4 | Solar Photovoltaic | SUN | PV | (L) Regulatory approvals pending. Not under construction | 16.4
2023 | 12 | 64810 | Eversource Energy | IPP | South Fork Wind | NY | 65561 | SFWND | 130 | Offshore Wind Turbine | WND | WS | (L) Regulatory approvals pending. Not under construction | 130
2023 | 12 | 63524 | Freepoint Commodities LLC | IPP | Raceway Solar | DE | 63846 | RACE | 50 | Solar Photovoltaic | SUN | PV | (P) Planned for installation, but regulatory approvals not initiated | 50
2023 | 12 | 61166 | Green Power Energy LLC | IPP | Cody Road Wind Farm | NY | 61592 | WT1 | 2.4 | Onshore Wind Turbine | WND | WT | (U) Under construction, less than or equal to 50 percent complete | 2.4
2023 | 12 | 61166 | Green Power Energy LLC | IPP | Cody Road Wind Farm | NY | 61592 | WT2 | 2.4 | Onshore Wind Turbine | WND | WT | (U) Under construction, less than or equal to 50 percent complete | 2.4
2023 | 12 | 61166 | Green Power Energy LLC | IPP | Cody Road Wind Farm | NY | 61592 | WT3 | 2.4 | Onshore Wind Turbine | WND | WT | (U) Under construction, less than or equal to 50 percent complete | 2.4
2023 | 12 | 61166 | Green Power Energy LLC | IPP | Cody Road Wind Farm | NY | 61592 | WT4 | 2.4 | Onshore Wind Turbine | WND | WT | (U) Under construction, less than or equal to 50 percent complete | 2.4
2023 | 12 | 61166 | Green Power Energy LLC | IPP | Cody Road Wind Farm | NY | 61592 | WT5 | 2.4 | Onshore Wind Turbine | WND | WT | (U) Under construction, less than or equal to 50 percent complete | 2.4
2023 | 12 | 63782 | Hecate Energy Cider Solar LLC | IPP | Hecate Energy Cider Solar LLC | NY | 64163 | 11111 | 500 | Solar Photovoltaic | SUN | PV | (P) Planned for installation, but regulatory approvals not initiated | 500
2023 | 12 | 63832 | Hecate Energy Harley Hand Solar LLC | IPP | Hecate Energy Harley Hand Solar LLC | TX | 64234 | 19936 | 500 | Solar Photovoltaic | SUN | PV | (P) Planned for installation, but regulatory approvals not initiated | 500
2023 | 12 | 62765 | High Bridge Wind, LLC | IPP | High Bridge Wind Project | NY | 62894 | HBBSF | 7 | Batteries | MWH | BA | (P) Planned for installation, but regulatory approvals not initiated | 7
2023 | 12 | 62765 | High Bridge Wind, LLC | IPP | High Bridge Wind Project | NY | 62894 | WT | 103.2 | Onshore Wind Turbine | WND | WT | (P) Planned for installation, but regulatory approvals not initiated | 103.2
2023 | 12 | 64476 | Hope Solar One, LLC | IPP | Hope Solar One | RI | 65060 | VCP02 | 3.5 | Solar Photovoltaic | SUN | PV | (P) Planned for installation, but regulatory approvals not initiated | 3.5
2023 | 12 | 63959 | Horizon Hill Wind, LLC | IPP | Horizon Hill Wind Project | OK | 64339 | HHILL | 201.5 | Onshore Wind Turbine | WND | WT | (L) Regulatory approvals pending. Not under construction | 201.5
2023 | 12 | 63792 | Hornet Solar LLC | IPP | Hornet Solar | NC | 64167 | GEN | 75 | Solar Photovoltaic | SUN | PV | (L) Regulatory approvals pending. Not under construction | 75
2023 | 12 | 49893 | Invenergy Services LLC | IPP | Alle-Catt Wind Energy LLC | NY | 62954 | GEN1 | 340 | Onshore Wind Turbine | WND | WT | (U) Under construction, less than or equal to 50 percent complete | 340
2023 | 12 | 49893 | Invenergy Services LLC | IPP | Horseshoe Solar Energy | NY | 63096 | GEN1 | 180 | Solar Photovoltaic | SUN | PV | (U) Under construction, less than or equal to 50 percent complete | 180
2023 | 12 | 49893 | Invenergy Services LLC | IPP | Tip Top Solar Energy Center LLC | NM | 63028 | GEN1 | 220 | Solar Photovoltaic | SUN | PV | (P) Planned for installation, but regulatory approvals not initiated | 220
2023 | 12 | 60349 | Juneau Hydropower, Inc | IPP | Sweetheart Lake Hydroelectric Facility | AK | 60588 | JHI01 | 6.6 | Conventional Hydroelectric | WAT | HY | (P) Planned for installation, but regulatory approvals not initiated | 6.6
2023 | 12 | 60349 | Juneau Hydropower, Inc | IPP | Sweetheart Lake Hydroelectric Facility | AK | 60588 | JHI02 | 6.6 | Conventional Hydroelectric | WAT | HY | (P) Planned for installation, but regulatory approvals not initiated | 6.6
2023 | 12 | 60349 | Juneau Hydropower, Inc | IPP | Sweetheart Lake Hydroelectric Facility | AK | 60588 | JHI03 | 6.6 | Conventional Hydroelectric | WAT | HY | (P) Planned for installation, but regulatory approvals not initiated | 6.6
2023 | 12 | 50123 | Leeward Asset Management, LLC | IPP | Horizon Solar | TX | 65308 | HRZNS | 200 | Solar Photovoltaic | SUN | PV | (T) Regulatory approvals received. Not under construction | 200
2023 | 12 | 50123 | Leeward Asset Management, LLC | IPP | Union Ridge Solar | OH | 65338 | UNIS1 | 108 | Solar Photovoltaic | SUN | PV | (L) Regulatory approvals pending. Not under construction | 108
2023 | 12 | 50123 | Leeward Asset Management, LLC | IPP | Willow Spring Solar 3, LLC | CA | 60325 | WS3BA | 36 | Batteries | MWH | BA | (L) Regulatory approvals pending. Not under construction | 36
2023 | 12 | 61752 | Lone Star Solar | IPP | Lone Star Solar | SC | 62235 | 49 | 66 | Solar Photovoltaic | SUN | PV | (T) Regulatory approvals received. Not under construction | 66
2023 | 12 | 61752 | Lone Star Solar | IPP | Lone Star Solar | SC | 62235 | 50 | 66 | Batteries | MWH | BA | (T) Regulatory approvals received. Not under construction | 66
2023 | 12 | 58783 | Marseilles Land and Water Company | IPP | Marseilles Lock and Dam Hydro | IL | 58903 | UNIT1 | 2.6 | Conventional Hydroelectric | WAT | HY | (U) Under construction, less than or equal to 50 percent complete | 2.6
2023 | 12 | 58783 | Marseilles Land and Water Company | IPP | Marseilles Lock and Dam Hydro | IL | 58903 | UNIT2 | 2.6 | Conventional Hydroelectric | WAT | HY | (U) Under construction, less than or equal to 50 percent complete | 2.6
2023 | 12 | 58783 | Marseilles Land and Water Company | IPP | Marseilles Lock and Dam Hydro | IL | 58903 | UNIT3 | 2.6 | Conventional Hydroelectric | WAT | HY | (U) Under construction, less than or equal to 50 percent complete | 2.6
2023 | 12 | 58783 | Marseilles Land and Water Company | IPP | Marseilles Lock and Dam Hydro | IL | 58903 | UNIT4 | 2.6 | Conventional Hydroelectric | WAT | HY | (U) Under construction, less than or equal to 50 percent complete | 2.6
2023 | 12 | 64478 | Middletown Solar One, LLC | IPP | Middletown Solar One | CT | 65062 | VCP09 | 2 | Solar Photovoltaic | SUN | PV | (P) Planned for installation, but regulatory approvals not initiated | 2
2023 | 12 | 64479 | Middletown Solar Two, LLC | IPP | Middletown Solar Two | CT | 65063 | VCP10 | 1.9 | Solar Photovoltaic | SUN | PV | (P) Planned for installation, but regulatory approvals not initiated | 1.9
2023 | 12 | 63467 | Naturgy Candela DevCo LLC | IPP | Mark Center Solar Project | OH | 65050 | MRC1 | 110 | Solar Photovoltaic | SUN | PV | (T) Regulatory approvals received. Not under construction | 110
2023 | 12 | 13407 | Nevada Power Co | Electric Utility | Dry Lake Solar Energy Center | NV | 63933 | DLES1 | 100 | Batteries | MWH | BA | (L) Regulatory approvals pending. Not under construction | 100
2023 | 12 | 13407 | Nevada Power Co | Electric Utility | Dry Lake Solar Energy Center | NV | 63933 | DLPV1 | 150 | Solar Photovoltaic | SUN | PV | (L) Regulatory approvals pending. Not under construction | 150
2023 | 12 | 13407 | Nevada Power Co | Electric Utility | Iron Point Solar (Hybrid) | NV | 65377 | IPB | 200 | Batteries | MWH | BA | (T) Regulatory approvals received. Not under construction | 200
2023 | 12 | 13407 | Nevada Power Co | Electric Utility | Iron Point Solar (Hybrid) | NV | 65377 | IPS | 250 | Solar Photovoltaic | SUN | PV | (T) Regulatory approvals received. Not under construction | 250
2023 | 12 | 64507 | North Haven Solar One, LLC | IPP | North Haven Solar One | CT | 65109 | VCP11 | 1.6 | Solar Photovoltaic | SUN | PV | (P) Planned for installation, but regulatory approvals not initiated | 1.6
2023 | 12 | 64583 | OE_FL7 | IPP | OE_FL7 | FL | 65292 | OE_FL | 74.9 | Solar Photovoltaic | SUN | PV | (P) Planned for installation, but regulatory approvals not initiated | 74.9
2023 | 12 | 64584 | OE_MS4 | IPP | OE_MS4 | MS | 65293 | OEMS4 | 96 | Solar Photovoltaic | SUN | PV | (P) Planned for installation, but regulatory approvals not initiated | 96
2023 | 12 | 64582 | OE_MS6 | IPP | OE_MS6 | MS | 65291 | MS6_S | 50 | Batteries | MWH | BA | (P) Planned for installation, but regulatory approvals not initiated | 50
2023 | 12 | 64582 | OE_MS6 | IPP | OE_MS6 | MS | 65291 | OEMS6 | 150 | Solar Photovoltaic | SUN | PV | (P) Planned for installation, but regulatory approvals not initiated | 150
2023 | 12 | 63217 | Obsidian Solar Center LLC | IPP | Obsidian Solar Center | OR | 63488 | OBSLR | 400 | Solar Photovoltaic | SUN | PV | (P) Planned for installation, but regulatory approvals not initiated | 400
2023 | 12 | 14127 | Omaha Public Power District | Electric Utility | Standing Bear Lake | NE | 64548 | 8 | 18 | Natural Gas Internal Combustion Engine | NG | IC | (T) Regulatory approvals received. Not under construction | 18.1
2023 | 12 | 14127 | Omaha Public Power District | Electric Utility | Standing Bear Lake | NE | 64548 | 9 | 18 | Natural Gas Internal Combustion Engine | NG | IC | (T) Regulatory approvals received. Not under construction | 18.1
2023 | 12 | 63501 | Panther Grove Wind, LLC | IPP | Panther Grove Wind, LLC | IL | 63818 | 78787 | 400 | Onshore Wind Turbine | WND | WT | (P) Planned for installation, but regulatory approvals not initiated | 400
2023 | 12 | 63821 | Pike Solar LLC | IPP | Pike Solar Hybrid | CO | 64212 | CO465 | 175 | Solar Photovoltaic | SUN | PV | (P) Planned for installation, but regulatory approvals not initiated | 175
2023 | 12 | 63821 | Pike Solar LLC | IPP | Pike Solar Hybrid | CO | 64212 | PSBES | 25 | Batteries | MWH | BA | (P) Planned for installation, but regulatory approvals not initiated | 25
2023 | 12 | 64953 | Putnam Meadow Solar Station, LLC | IPP | Putnam Meadow Solar Station | CT | 65710 | PTNM | 4 | Solar Photovoltaic | SUN | PV | (L) Regulatory approvals pending. Not under construction | 4
2023 | 12 | 60229 | Quail Holdings, LLC | IPP | Quail Holdings | NC | 60434 | PV1 | 25 | Solar Photovoltaic | SUN | PV | (L) Regulatory approvals pending. Not under construction | 25
2023 | 12 | 56215 | RWE Renewables Americas LLC | IPP | Pinckard Solar | AL | 62787 | PCKND | 79.7 | Solar Photovoltaic | SUN | PV | (P) Planned for installation, but regulatory approvals not initiated | 85.1
2023 | 12 | 56215 | RWE Renewables Americas LLC | IPP | Willowbrook Solar I, LLC | OH | 63877 | WBS | 150 | Solar Photovoltaic | SUN | PV | (L) Regulatory approvals pending. Not under construction | 150
2023 | 12 | 64587 | Renegade Renewables, LLC | IPP | Renegade Solar Project (Dawn) | TX | 65310 | DAWN1 | 515 | Solar Photovoltaic | SUN | PV | (T) Regulatory approvals received. Not under construction | 515
2023 | 12 | 64514 | Royalston Solar One, LLC | IPP | Royalston Solar One | MA | 65136 | VCP04 | 5 | Solar Photovoltaic | SUN | PV | (P) Planned for installation, but regulatory approvals not initiated | 5
2023 | 12 | 64514 | Royalston Solar One, LLC | IPP | Royalston Solar One | MA | 65136 | VCPS1 | 2.5 | Batteries | MWH | BA | (P) Planned for installation, but regulatory approvals not initiated | 2.5
2023 | 12 | 63778 | SR Litchfield, LLC | IPP | SR Litchfield | CT | 64161 | LITCH | 19.8 | Solar Photovoltaic | SUN | PV | (T) Regulatory approvals received. Not under construction | 19.8
2023 | 12 | 63781 | SR North Stonington, LLC | IPP | SR North Stonington | CT | 64160 | STONE | 9.9 | Solar Photovoltaic | SUN | PV | (T) Regulatory approvals received. Not under construction | 9.9
2023 | 12 | 64230 | Sanford ESS, LLC | IPP | Sanford ESS, LLC | ME | 64615 | 1 | 5 | Batteries | MWH | BA | (T) Regulatory approvals received. Not under construction | 5
2023 | 12 | 63954 | Shepherd's Run Solar | IPP | Shepherd's Run Solar | NY | 64188 | PV | 60 | Solar Photovoltaic | SUN | PV | (P) Planned for installation, but regulatory approvals not initiated | 60
2023 | 12 | 62023 | Skeleton Creek Energy Center | IPP | Skeleton Creek Energy Center Hybrid | OK | 62494 | SCBAT | 200 | Batteries | MWH | BA | (P) Planned for installation, but regulatory approvals not initiated | 200
2023 | 12 | 62023 | Skeleton Creek Energy Center | IPP | Skeleton Creek Energy Center Hybrid | OK | 62494 | SCSOL | 250 | Solar Photovoltaic | SUN | PV | (P) Planned for installation, but regulatory approvals not initiated | 250
2023 | 12 | 64233 | South Portland ESS, LLC | IPP | South Portland ESS, LLC | ME | 64616 | 1 | 10 | Batteries | MWH | BA | (T) Regulatory approvals received. Not under construction | 10
2023 | 12 | 17609 | Southern California Edison Co | Electric Utility | DESI-1 Battery Energy Storage Facility | CA | 60699 | DESI1 | 2.4 | Batteries | MWH | BA | (V) Under construction, more than 50 percent complete | 2.4
2023 | 12 | 64783 | Spanish Peaks Solar LLC | IPP | Spanish Peaks Solar | CO | 62379 | 47301 | 140 | Solar Photovoltaic | SUN | PV | (P) Planned for installation, but regulatory approvals not initiated | 140
2023 | 12 | 62700 | SunEast Clay Solar LLC | IPP | SunEast Clay Solar Project | NY | 62819 | Q669 | 20 | Solar Photovoltaic | SUN | PV | (P) Planned for installation, but regulatory approvals not initiated | 50
2023 | 12 | 62699 | SunEast Dog Corners Solar LLC | IPP | SunEast Dog Corners Solar Project | NY | 62823 | Q584 | 20 | Solar Photovoltaic | SUN | PV | (T) Regulatory approvals received. Not under construction | 20
2023 | 12 | 63539 | SunEast Fairway Solar LLC | IPP | SunEast Fariway Solar Project | NY | 63865 | Q#848 | 20 | Solar Photovoltaic | SUN | PV | (P) Planned for installation, but regulatory approvals not initiated | 20
2023 | 12 | 63551 | SunEast Flat Hill Solar LLC | IPP | SunEast Flat Hill Solar Project | NY | 63901 | Q#865 | 20 | Solar Photovoltaic | SUN | PV | (P) Planned for installation, but regulatory approvals not initiated | 20
2023 | 12 | 63537 | SunEast Grassy Knoll Solar LLC | IPP | SunEast Grassy Knoll Solar Project | NY | 63863 | Q#885 | 20 | Solar Photovoltaic | SUN | PV | (P) Planned for installation, but regulatory approvals not initiated | 20
2023 | 12 | 63540 | SunEast Highview Solar LLC | IPP | SunEast Highview Solar Project | NY | 63866 | Q#591 | 20 | Solar Photovoltaic | SUN | PV | (P) Planned for installation, but regulatory approvals not initiated | 20
2023 | 12 | 62757 | SunEast Hills Solar LLC | IPP | SunEast Hills Solar Project | NY | 62895 | Q581 | 20 | Solar Photovoltaic | SUN | PV | (T) Regulatory approvals received. Not under construction | 20
2023 | 12 | 63543 | SunEast Hilltop Solar LLC | IPP | SunEast Hilltop Solar Project | NY | 63868 | Q#807 | 20 | Solar Photovoltaic | SUN | PV | (P) Planned for installation, but regulatory approvals not initiated | 20
2023 | 12 | 63538 | SunEast Limestone Solar LLC | IPP | SunEast Limestone Solar Project | NY | 63864 | Q#806 | 20 | Solar Photovoltaic | SUN | PV | (P) Planned for installation, but regulatory approvals not initiated | 20
2023 | 12 | 63678 | SunEast Manchester Solar LLC | IPP | SunEast Manchester Solar Project | NY | 64037 | Q#913 | 20 | Solar Photovoltaic | SUN | PV | (P) Planned for installation, but regulatory approvals not initiated | 20
2023 | 12 | 62698 | SunEast Skyline Solar LLC | IPP | SunEast Skyline Solar Project | NY | 62816 | Q670 | 20 | Solar Photovoltaic | SUN | PV | (P) Planned for installation, but regulatory approvals not initiated | 20
2023 | 12 | 63541 | SunEast Tabletop Solar LLC | IPP | SunEast Tabletop Solar Project | NY | 63867 | Q#869 | 80 | Solar Photovoltaic | SUN | PV | (P) Planned for installation, but regulatory approvals not initiated | 80
2023 | 12 | 63536 | SunEast Valley Solar LLC | IPP | SunEast Valley Solar Project | NY | 63862 | Q#828 | 20 | Solar Photovoltaic | SUN | PV | (P) Planned for installation, but regulatory approvals not initiated | 20
2023 | 12 | 62756 | SunEast Watkins Road Solar LLC | IPP | SunEast Watkins Road Solar Project | NY | 62896 | Q586 | 20 | Solar Photovoltaic | SUN | PV | (P) Planned for installation, but regulatory approvals not initiated | 20
2023 | 12 | 18454 | Tampa Electric Co | Electric Utility | Alafia Solar | FL | 61653 | PV1 | 50 | Solar Photovoltaic | SUN | PV | (P) Planned for installation, but regulatory approvals not initiated | 50
2023 | 12 | 63140 | Three Rivers Solar Power, LLC | IPP | Three Rivers Solar Power, LLC | ME | 63386 | 3RIVS | 100 | Solar Photovoltaic | SUN | PV | (U) Under construction, less than or equal to 50 percent complete | 100
2023 | 12 | 59056 | Tri Global Energy, LLC | IPP | Cone Renewable Energy Project, LLC | TX | 60272 | WT1 | 300 | Onshore Wind Turbine | WND | WT | (P) Planned for installation, but regulatory approvals not initiated | 300
2023 | 12 | 59056 | Tri Global Energy, LLC | IPP | Crosby County Wind Farm, LLC | TX | 60273 | WT1 | 120 | Onshore Wind Turbine | WND | WT | (P) Planned for installation, but regulatory approvals not initiated | 120
2023 | 12 | 59056 | Tri Global Energy, LLC | IPP | Easter | TX | 59971 | ESTR1 | 300 | Onshore Wind Turbine | WND | WT | (P) Planned for installation, but regulatory approvals not initiated | 300
2023 | 12 | 63759 | Triple Oak Power LLC | IPP | Jawbone Wind Project | MT | 58175 | JWPI | 80 | Onshore Wind Turbine | WND | WT | (U) Under construction, less than or equal to 50 percent complete | 80
2023 | 12 | 64457 | VCP, LLC d/b/a Verogy | IPP | Emery Shute Solar One | ME | 65045 | VCP14 | 1.4 | Solar Photovoltaic | SUN | PV | (P) Planned for installation, but regulatory approvals not initiated | 1.4
2023 | 12 | 64457 | VCP, LLC d/b/a Verogy | IPP | Moodus Solar One | CT | 65108 | VCP17 | 2 | Solar Photovoltaic | SUN | PV | (P) Planned for installation, but regulatory approvals not initiated | 2
2023 | 12 | 64457 | VCP, LLC d/b/a Verogy | IPP | Spencer Drive Solar One | ME | 65138 | VCP18 | 2 | Solar Photovoltaic | SUN | PV | (P) Planned for installation, but regulatory approvals not initiated | 2
2023 | 12 | 64457 | VCP, LLC d/b/a Verogy | IPP | Woodstock Solar One | CT | 65139 | VCP19 | 3 | Solar Photovoltaic | SUN | PV | (P) Planned for installation, but regulatory approvals not initiated | 3
2023 | 12 | 64545 | Vesper Energy Development LLC | IPP | Axton Solar | VA | 65462 | AXTON | 200 | Solar Photovoltaic | SUN | PV | (T) Regulatory approvals received. Not under construction | 200
2023 | 12 | 64545 | Vesper Energy Development LLC | IPP | Hornet Solar (TX) | TX | 65463 | HRNET | 500 | Solar Photovoltaic | SUN | PV | (T) Regulatory approvals received. Not under construction | 500
2023 | 12 | 64545 | Vesper Energy Development LLC | IPP | Nestlewood Solar | OH | 65215 | NSTLW | 80 | Solar Photovoltaic | SUN | PV | (T) Regulatory approvals received. Not under construction | 80
2023 | 12 | 64966 | Vikings Energy Farm, LLC | IPP | Vikings Energy Farm | CA | 65711 | GEN1 | 120 | Solar Photovoltaic | SUN | PV | (L) Regulatory approvals pending. Not under construction | 130
2023 | 12 | 64966 | Vikings Energy Farm, LLC | IPP | Vikings Energy Farm | CA | 65711 | GEN2 | 150 | Batteries | MWH | BA | (L) Regulatory approvals pending. Not under construction | 150
2023 | 12 | 64515 | Waterbury Solar One, LLC | IPP | Waterbury Solar One | CT | 65137 | VCP12 | 2 | Solar Photovoltaic | SUN | PV | (P) Planned for installation, but regulatory approvals not initiated | 2
2023 | 12 | 63527 | Westlands Cherry, LLC | IPP | Cherry | CA | 63850 | CHERY | 249.7 | Solar Photovoltaic | SUN | PV | (L) Regulatory approvals pending. Not under construction | 249.7
2023 | 12 | 63528 | Westlands Grape, LLC | IPP | Grape | CA | 63851 | GRAPE | 246.4 | Solar Photovoltaic | SUN | PV | (T) Regulatory approvals received. Not under construction | 246.4
2023 | 12 | 63961 | White Rock Wind East, LLC | IPP | White Rock East Wind Project | OK | 64341 | WRE | 201.5 | Onshore Wind Turbine | WND | WT | (L) Regulatory approvals pending. Not under construction | 201.5
2023 | 12 | 63960 | White Rock Wind West, LLC | IPP | White Rock West Wind Project | OK | 64340 | WRW | 99.5 | Onshore Wind Turbine | WND | WT | (L) Regulatory approvals pending. Not under construction | 99.5
2023 | 12 | 20847 | Wisconsin Electric Power Co | Electric Utility | Darien Solar | WI | 64534 | 1 | 250 | Solar Photovoltaic | SUN | PV | (L) Regulatory approvals pending. Not under construction | 250
2023 | 12 | 20847 | Wisconsin Electric Power Co | Electric Utility | Darien Solar | WI | 64534 | 2 | 75 | Batteries | MWH | BA | (L) Regulatory approvals pending. Not under construction | 75
2023 | 12 | 20856 | Wisconsin Power & Light Co | Electric Utility | Albany Solar (WI) | WI | 64997 | PV1 | 50 | Solar Photovoltaic | SUN | PV | (L) Regulatory approvals pending. Not under construction | 50
2023 | 12 | 20856 | Wisconsin Power & Light Co | Electric Utility | Beaver Dam Solar | WI | 65001 | PV1 | 50 | Solar Photovoltaic | SUN | PV | (L) Regulatory approvals pending. Not under construction | 50
2024 | 1 | 64268 | Black Rock Solar LLC | IPP | Black Rock Solar LLC | WA | 64671 | KOV4A | 100 | Solar Photovoltaic | SUN | PV | (T) Regulatory approvals received. Not under construction | 100
2024 | 1 | 2719 | CalWind Resources Inc | IPP | Tehachapi Wind Resource II | CA | 54909 | PLAN | 15.5 | Onshore Wind Turbine | WND | WT | (P) Planned for installation, but regulatory approvals not initiated | 15.5
2024 | 1 | 10623 | City of Lakeland - (FL) | Electric Utility | C D McIntosh Jr | FL | 676 | IC3 | 20 | Natural Gas Internal Combustion Engine | NG | IC | (P) Planned for installation, but regulatory approvals not initiated | 20
2024 | 1 | 10623 | City of Lakeland - (FL) | Electric Utility | C D McIntosh Jr | FL | 676 | IC4 | 20 | Natural Gas Internal Combustion Engine | NG | IC | (P) Planned for installation, but regulatory approvals not initiated | 20
2024 | 1 | 10623 | City of Lakeland - (FL) | Electric Utility | C D McIntosh Jr | FL | 676 | IC5 | 20 | Natural Gas Internal Combustion Engine | NG | IC | (P) Planned for installation, but regulatory approvals not initiated | 20
2024 | 1 | 10623 | City of Lakeland - (FL) | Electric Utility | C D McIntosh Jr | FL | 676 | IC6 | 20 | Natural Gas Internal Combustion Engine | NG | IC | (P) Planned for installation, but regulatory approvals not initiated | 20
2024 | 1 | 10623 | City of Lakeland - (FL) | Electric Utility | C D McIntosh Jr | FL | 676 | IC7 | 20 | Natural Gas Internal Combustion Engine | NG | IC | (P) Planned for installation, but regulatory approvals not initiated | 20
2024 | 1 | 10623 | City of Lakeland - (FL) | Electric Utility | C D McIntosh Jr | FL | 676 | IC8 | 20 | Natural Gas Internal Combustion Engine | NG | IC | (P) Planned for installation, but regulatory approvals not initiated | 20
2024 | 1 | 10623 | City of Lakeland - (FL) | Electric Utility | C D McIntosh Jr | FL | 676 | PV6 | 16 | Solar Photovoltaic | SUN | PV | (P) Planned for installation, but regulatory approvals not initiated | 16
2024 | 1 | 5109 | DTE Electric Company | Electric Utility | Wheeler Center Solar Park | MI | 65327 | WCTSP | 20 | Solar Photovoltaic | SUN | PV | (P) Planned for installation, but regulatory approvals not initiated | 20
2024 | 1 | 6455 | Duke Energy Florida, LLC | Electric Utility | Mule Creek Renewable Energy Center | FL | 65501 | PV1 | 74.9 | Solar Photovoltaic | SUN | PV | (T) Regulatory approvals received. Not under construction | 74.9
2024 | 1 | 61785 | EDP Renewables North America LLC | IPP | Saddle Mountain East Wind Farm | WA | 62263 | GEN1 | 126 | Onshore Wind Turbine | WND | WT | (P) Planned for installation, but regulatory approvals not initiated | 126
2024 | 1 | 6452 | Florida Power & Light Co | Electric Utility | Beautyberry | FL | 65874 | 1 | 74.5 | Solar Photovoltaic | SUN | PV | (U) Under construction, less than or equal to 50 percent complete | 74.5
2024 | 1 | 6452 | Florida Power & Light Co | Electric Utility | Caloosahatchee | FL | 65871 | 1 | 74.5 | Solar Photovoltaic | SUN | PV | (U) Under construction, less than or equal to 50 percent complete | 74.5
2024 | 1 | 6452 | Florida Power & Light Co | Electric Utility | Canoe | FL | 65866 | 1 | 74.5 | Solar Photovoltaic | SUN | PV | (U) Under construction, less than or equal to 50 percent complete | 74.5
2024 | 1 | 6452 | Florida Power & Light Co | Electric Utility | Ibis | FL | 65877 | 1 | 74.5 | Solar Photovoltaic | SUN | PV | (U) Under construction, less than or equal to 50 percent complete | 74.5
2024 | 1 | 6452 | Florida Power & Light Co | Electric Utility | Monarch | FL | 65872 | 1 | 74.5 | Solar Photovoltaic | SUN | PV | (U) Under construction, less than or equal to 50 percent complete | 74.5
2024 | 1 | 6452 | Florida Power & Light Co | Electric Utility | Pineapple | FL | 65865 | 1 | 74.5 | Solar Photovoltaic | SUN | PV | (U) Under construction, less than or equal to 50 percent complete | 74.5
2024 | 1 | 6452 | Florida Power & Light Co | Electric Utility | Prairie Creek FL | FL | 65868 | 1 | 74.5 | Solar Photovoltaic | SUN | PV | (U) Under construction, less than or equal to 50 percent complete | 74.5
2024 | 1 | 6452 | Florida Power & Light Co | Electric Utility | Silver Palm | FL | 65878 | 1 | 74.5 | Solar Photovoltaic | SUN | PV | (U) Under construction, less than or equal to 50 percent complete | 74.5
2024 | 1 | 6452 | Florida Power & Light Co | Electric Utility | Terrill Creek | FL | 65882 | 1 | 74.5 | Solar Photovoltaic | SUN | PV | (U) Under construction, less than or equal to 50 percent complete | 74.5
2024 | 1 | 6452 | Florida Power & Light Co | Electric Utility | Turnpike | FL | 65873 | 1 | 74.5 | Solar Photovoltaic | SUN | PV | (U) Under construction, less than or equal to 50 percent complete | 74.5
2024 | 1 | 6452 | Florida Power & Light Co | Electric Utility | White Tail | FL | 65869 | 1 | 74.5 | Solar Photovoltaic | SUN | PV | (U) Under construction, less than or equal to 50 percent complete | 74.5
2024 | 1 | 6452 | Florida Power & Light Co | Electric Utility | Woodyard | FL | 65875 | 1 | 74.5 | Solar Photovoltaic | SUN | PV | (U) Under construction, less than or equal to 50 percent complete | 74.5
2024 | 1 | 50123 | Leeward Asset Management, LLC | IPP | Rose Gold Solar | IN | 65471 | RGS01 | 150 | Solar Photovoltaic | SUN | PV | (T) Regulatory approvals received. Not under construction | 150
2024 | 1 | 62842 | Lightsource Renewable Energy Asset Management, LLC | IPP | White Trillium Solar | OH | 65904 | OHWT1 | 49.5 | Solar Photovoltaic | SUN | PV | (P) Planned for installation, but regulatory approvals not initiated | 49.5
2024 | 1 | 65053 | Limestone CSG 2 LLC | IPP | Limestone CSG 2 LLC | ME | 65802 | LMST2 | 1.2 | Solar Photovoltaic | SUN | PV | (T) Regulatory approvals received. Not under construction | 2.9
2024 | 1 | 14127 | Omaha Public Power District | Electric Utility | Standing Bear Lake | NE | 64548 | 1 | 16.8 | Natural Gas Internal Combustion Engine | NG | IC | (U) Under construction, less than or equal to 50 percent complete | 18.1
2024 | 1 | 14127 | Omaha Public Power District | Electric Utility | Standing Bear Lake | NE | 64548 | 2 | 16.8 | Natural Gas Internal Combustion Engine | NG | IC | (U) Under construction, less than or equal to 50 percent complete | 18.1
2024 | 1 | 14127 | Omaha Public Power District | Electric Utility | Standing Bear Lake | NE | 64548 | 3 | 16.8 | Natural Gas Internal Combustion Engine | NG | IC | (U) Under construction, less than or equal to 50 percent complete | 18.1
2024 | 1 | 14127 | Omaha Public Power District | Electric Utility | Standing Bear Lake | NE | 64548 | 4 | 16.8 | Natural Gas Internal Combustion Engine | NG | IC | (U) Under construction, less than or equal to 50 percent complete | 18.1
2024 | 1 | 14127 | Omaha Public Power District | Electric Utility | Standing Bear Lake | NE | 64548 | 5 | 16.8 | Natural Gas Internal Combustion Engine | NG | IC | (U) Under construction, less than or equal to 50 percent complete | 18.1
2024 | 1 | 14127 | Omaha Public Power District | Electric Utility | Standing Bear Lake | NE | 64548 | 6 | 16.8 | Natural Gas Internal Combustion Engine | NG | IC | (U) Under construction, less than or equal to 50 percent complete | 18.1
2024 | 1 | 14127 | Omaha Public Power District | Electric Utility | Standing Bear Lake | NE | 64548 | 7 | 16.8 | Natural Gas Internal Combustion Engine | NG | IC | (U) Under construction, less than or equal to 50 percent complete | 18.1
2024 | 1 | 64169 | Prairie Solar LLC | IPP | Prairie Solar LLC | IL | 64536 | KOV4A | 150 | Solar Photovoltaic | SUN | PV | (T) Regulatory approvals received. Not under construction | 150
2024 | 1 | 15474 | Public Service Co of Oklahoma | Electric Utility | Ft. Sill Energy Center | OK | 64855 | 1 | 9 | Natural Gas Internal Combustion Engine | NG | IC | (L) Regulatory approvals pending. Not under construction | 9
2024 | 1 | 15474 | Public Service Co of Oklahoma | Electric Utility | Ft. Sill Energy Center | OK | 64855 | 2 | 9 | Natural Gas Internal Combustion Engine | NG | IC | (L) Regulatory approvals pending. Not under construction | 9
2024 | 1 | 15474 | Public Service Co of Oklahoma | Electric Utility | Ft. Sill Energy Center | OK | 64855 | 3 | 9 | Natural Gas Internal Combustion Engine | NG | IC | (L) Regulatory approvals pending. Not under construction | 9
2024 | 1 | 15474 | Public Service Co of Oklahoma | Electric Utility | Ft. Sill Energy Center | OK | 64855 | 4 | 9 | Natural Gas Internal Combustion Engine | NG | IC | (L) Regulatory approvals pending. Not under construction | 9
2024 | 2 | 59613 | BayWa r.e. Solar Projects LLC | IPP | Bluebird Solar LLC | KY | 62797 | BBIRD | 80 | Solar Photovoltaic | SUN | PV | (P) Planned for installation, but regulatory approvals not initiated | 80
2024 | 2 | 63883 | Broad Reach Power | IPP | Avila | TX | 65860 | AVILA | 160 | Batteries | MWH | BA | (L) Regulatory approvals pending. Not under construction | 160
2024 | 2 | 64741 | Homestead Energy Storage, LLC | IPP | Homestead Energy Storage LLC | CA | 65398 | HMSD1 | 14 | Batteries | MWH | BA | (T) Regulatory approvals received. Not under construction | 14
2024 | 2 | 65100 | Listonburg Solar, LLC | IPP | Listonburg Solar | PA | 65929 | 8 | 15 | Solar Photovoltaic | SUN | PV | (P) Planned for installation, but regulatory approvals not initiated | 15
2024 | 2 | 60836 | NTE Connecticut, LLC | IPP | Killingly Energy Center | CT | 61239 | KEC | 381.9 | Natural Gas Fired Combined Cycle | NG | CT | (L) Regulatory approvals pending. Not under construction | 492
2024 | 2 | 60836 | NTE Connecticut, LLC | IPP | Killingly Energy Center | CT | 61239 | KEC2 | 262.9 | Natural Gas Fired Combined Cycle | NG | CA | (L) Regulatory approvals pending. Not under construction | 351
2024 | 2 | 65099 | Porter Solar, LLC | IPP | Porter Solar, LLC (TX) | TX | 65937 | PORTR | 245 | Solar Photovoltaic | SUN | PV | (T) Regulatory approvals received. Not under construction | 245
2024 | 3 | 63883 | Broad Reach Power | IPP | Cachi | TX | 65861 | CACHI | 200 | Batteries | MWH | BA | (L) Regulatory approvals pending. Not under construction | 200
2024 | 3 | 63465 | Candela Renewables, LLC | IPP | Rough Hat 2 | NV | 63783 | RH2 | 400 | Solar Photovoltaic | SUN | PV | (P) Planned for installation, but regulatory approvals not initiated | 400
2024 | 3 | 58391 | Chilocco Wind Farm LLC | IPP | Chilocco Wind Farm | OK | 58406 | 1 | 200 | Onshore Wind Turbine | WND | WT | (U) Under construction, less than or equal to 50 percent complete | 200
2024 | 3 | 6452 | Florida Power & Light Co | Electric Utility | Big Juniper Solar | FL | 65862 | 1 | 74.5 | Solar Photovoltaic | SUN | PV | (U) Under construction, less than or equal to 50 percent complete | 74.5
2024 | 3 | 6452 | Florida Power & Light Co | Electric Utility | Fourmile Creek | FL | 65927 | 1 | 74.5 | Solar Photovoltaic | SUN | PV | (U) Under construction, less than or equal to 50 percent complete | 74.5
2024 | 3 | 6452 | Florida Power & Light Co | Electric Utility | Hawthorne Creek | FL | 65926 | 1 | 74.5 | Solar Photovoltaic | SUN | PV | (U) Under construction, less than or equal to 50 percent complete | 74.5
2024 | 3 | 6452 | Florida Power & Light Co | Electric Utility | Nature Trail | FL | 65924 | 1 | 74.5 | Solar Photovoltaic | SUN | PV | (U) Under construction, less than or equal to 50 percent complete | 74.5
2024 | 3 | 6452 | Florida Power & Light Co | Electric Utility | Orchard | FL | 65925 | 1 | 74.5 | Solar Photovoltaic | SUN | PV | (U) Under construction, less than or equal to 50 percent complete | 74.5
2024 | 3 | 6452 | Florida Power & Light Co | Electric Utility | Pecan Tree | FL | 65879 | 1 | 74.5 | Solar Photovoltaic | SUN | PV | (U) Under construction, less than or equal to 50 percent complete | 74.5
2024 | 3 | 6452 | Florida Power & Light Co | Electric Utility | Sambucus | FL | 65864 | 1 | 74.5 | Solar Photovoltaic | SUN | PV | (U) Under construction, less than or equal to 50 percent complete | 74.5
2024 | 3 | 6452 | Florida Power & Light Co | Electric Utility | Sparkleberry | FL | 65867 | 1 | 74.5 | Solar Photovoltaic | SUN | PV | (U) Under construction, less than or equal to 50 percent complete | 74.5
2024 | 3 | 6452 | Florida Power & Light Co | Electric Utility | Three Creeks | FL | 65863 | 1 | 74.5 | Solar Photovoltaic | SUN | PV | (U) Under construction, less than or equal to 50 percent complete | 74.5
2024 | 3 | 6452 | Florida Power & Light Co | Electric Utility | Wild Quail | FL | 65910 | 1 | 74.5 | Solar Photovoltaic | SUN | PV | (U) Under construction, less than or equal to 50 percent complete | 74.5
2024 | 3 | 63791 | Hunters Cove Solar LLC | IPP | Hunters Cove Solar | NC | 64166 | GEN | 50 | Solar Photovoltaic | SUN | PV | (L) Regulatory approvals pending. Not under construction | 50
2024 | 3 | 60971 | NYC ENERGY LLC | IPP | NISA Electric Generation Project | NY | 61331 | BA1 | 79.9 | Batteries | MWH | BA | (T) Regulatory approvals received. Not under construction | 79.9
2024 | 3 | 63969 | Placid Solar, LLC | IPP | Highland Solar North | FL | 64345 | 1112 | 74.9 | Solar Photovoltaic | SUN | PV | (L) Regulatory approvals pending. Not under construction | 74.9
2024 | 3 | 63969 | Placid Solar, LLC | IPP | Highland Solar South | FL | 64346 | 9999 | 74.9 | Solar Photovoltaic | SUN | PV | (L) Regulatory approvals pending. Not under construction | 74.9
2024 | 3 | 63726 | Renewable Energy Ventures LLC | IPP | Forest Grove - Dodd | TX | 64131 | ESS1 | 100 | Batteries | MWH | BA | (P) Planned for installation, but regulatory approvals not initiated | 100.2
2024 | 3 | 65079 | Solar Proponent LLC | IPP | Clear Fork Creek Solar and BESS SLF | TX | 65842 | CFCBS | 600 | Batteries | MWH | BA | (L) Regulatory approvals pending. Not under construction | 600
2024 | 3 | 65079 | Solar Proponent LLC | IPP | Clear Fork Creek Solar and BESS SLF | TX | 65842 | CFCPV | 600 | Solar Photovoltaic | SUN | PV | (L) Regulatory approvals pending. Not under construction | 600
2024 | 3 | 65079 | Solar Proponent LLC | IPP | Flag City Solar | TX | 65844 | FCSPV | 167.3 | Solar Photovoltaic | SUN | PV | (L) Regulatory approvals pending. Not under construction | 167.3
2024 | 3 | 65079 | Solar Proponent LLC | IPP | Lunis Creek Solar and BESS SLF | TX | 65852 | LUNBS | 621.4 | Batteries | MWH | BA | (L) Regulatory approvals pending. Not under construction | 621.4
2024 | 3 | 65079 | Solar Proponent LLC | IPP | Lunis Creek Solar and BESS SLF | TX | 65852 | LUNPV | 617.1 | Solar Photovoltaic | SUN | PV | (L) Regulatory approvals pending. Not under construction | 617.1
2024 | 3 | 64690 | Topsham Meadow Solar Station LLC | IPP | Topsham Meadow Solar Station | ME | 65369 | TMSS | 17.2 | Solar Photovoltaic | SUN | PV | (L) Regulatory approvals pending. Not under construction | 17.2
2024 | 4 | 63826 | 201LC 8me LLC | IPP | Rockmont Solar and Storage Project | NM | 64216 | 201LC | 100 | Solar Photovoltaic | SUN | PV | (P) Planned for installation, but regulatory approvals not initiated | 100
2024 | 4 | 63826 | 201LC 8me LLC | IPP | Rockmont Solar and Storage Project | NM | 64216 | 309SJ | 30 | Batteries | MWH | BA | (P) Planned for installation, but regulatory approvals not initiated | 30
2024 | 4 | 64247 | 20SD 8me LLC | IPP | Rexford Solar Farm | CA | 64633 | 20SDB | 300 | Batteries | MWH | BA | (P) Planned for installation, but regulatory approvals not initiated | 300
2024 | 4 | 62910 | 300MS 8me LLC | IPP | Southern Bighorn Solar Hybrid | NV | 63113 | BESS | 135 | Batteries | MWH | BA | (P) Planned for installation, but regulatory approvals not initiated | 135
2024 | 4 | 62910 | 300MS 8me LLC | IPP | Southern Bighorn Solar Hybrid | NV | 63113 | SBS | 300 | Solar Photovoltaic | SUN | PV | (P) Planned for installation, but regulatory approvals not initiated | 300
2024 | 4 | 64736 | Beartooth Energy Storage, LLC | IPP | Beartooth Energy Storage LLC | MT | 65407 | BEAR1 | 50 | Batteries | MWH | BA | (L) Regulatory approvals pending. Not under construction | 50
2024 | 4 | 64264 | Bolthouse Solar LLC | IPP | Bolthouse Solar LLC | CA | 64668 | KOV4A | 3 | Solar Photovoltaic | SUN | PV | (T) Regulatory approvals received. Not under construction | 3
2024 | 4 | 63883 | Broad Reach Power | IPP | Zeya | TX | 65880 | ZEYA | 250 | Batteries | MWH | BA | (L) Regulatory approvals pending. Not under construction | 250
2024 | 4 | 64166 | Brushy Creek Solar LLC | IPP | Brushy Creek Solar LLC | TX | 64539 | KOV4A | 177 | Solar Photovoltaic | SUN | PV | (T) Regulatory approvals received. Not under construction | 177
2024 | 4 | 61060 | Cypress Creek Renewables | IPP | High Top Solar | WA | 65325 | 98936 | 80 | Solar Photovoltaic | SUN | PV | (L) Regulatory approvals pending. Not under construction | 80
2024 | 4 | 64218 | Greens Corners Solar | IPP | Greens Corners Solar | NY | 64599 | GEN1 | 120 | Solar Photovoltaic | SUN | PV | (P) Planned for installation, but regulatory approvals not initiated | 120
2024 | 4 | 64932 | Texas Solar Nova 2, LLC | IPP | Texas Solar Nova 2 | TX | 65660 | TSN2 | 200 | Solar Photovoltaic | SUN | PV | (P) Planned for installation, but regulatory approvals not initiated | 200
2024 | 4 | 62895 | Vineyard Wind LLC | IPP | Vineyard Wind 1 | MA | 63093 | VW01 | 800 | Offshore Wind Turbine | WND | WS | (L) Regulatory approvals pending. Not under construction | 800
2024 | 4 | 5504 | Vistra Corp | IPP | Newton Solar BESS LLC | IL | 65401 | BA | 7 | Batteries | MWH | BA | (P) Planned for installation, but regulatory approvals not initiated | 7
2024 | 4 | 5504 | Vistra Corp | IPP | Newton Solar BESS LLC | IL | 65401 | PV | 52 | Solar Photovoltaic | SUN | PV | (P) Planned for installation, but regulatory approvals not initiated | 52
2024 | 5 | 64085 | American Beech Solar LLC | IPP | American Beech Solar LLC | NC | 64430 | KOV4A | 110 | Solar Photovoltaic | SUN | PV | (T) Regulatory approvals received. Not under construction | 110
2024 | 5 | 63883 | Broad Reach Power | IPP | Castor | TX | 65870 | CASTR | 200 | Batteries | MWH | BA | (L) Regulatory approvals pending. Not under construction | 200
2024 | 5 | 64609 | ENGIE Solidago Solar LLC | IPP | ENGIE Solidago Solar Project - Hybrid | DE | 65304 | BESS | 12.5 | Batteries | MWH | BA | (P) Planned for installation, but regulatory approvals not initiated | 12.5
2024 | 5 | 64165 | Knickerbocker Solar LLC | IPP | Knickerbocker Solar LLC | TX | 64540 | KOV4A | 200 | Solar Photovoltaic | SUN | PV | (T) Regulatory approvals received. Not under construction | 200
2024 | 5 | 62664 | Lock 14 Hydro Partners, LLC | IPP | Heidelberg Hydroelectric Project | KY | 62749 | 1 | 0.6 | Conventional Hydroelectric | WAT | HY | (T) Regulatory approvals received. Not under construction | 0.6
2024 | 5 | 62664 | Lock 14 Hydro Partners, LLC | IPP | Heidelberg Hydroelectric Project | KY | 62749 | 2 | 0.6 | Conventional Hydroelectric | WAT | HY | (T) Regulatory approvals received. Not under construction | 0.6
2024 | 5 | 62664 | Lock 14 Hydro Partners, LLC | IPP | Heidelberg Hydroelectric Project | KY | 62749 | 3 | 0.6 | Conventional Hydroelectric | WAT | HY | (T) Regulatory approvals received. Not under construction | 0.6
2024 | 5 | 62664 | Lock 14 Hydro Partners, LLC | IPP | Heidelberg Hydroelectric Project | KY | 62749 | 4 | 0.6 | Conventional Hydroelectric | WAT | HY | (T) Regulatory approvals received. Not under construction | 0.6
2024 | 5 | 62664 | Lock 14 Hydro Partners, LLC | IPP | Heidelberg Hydroelectric Project | KY | 62749 | 5 | 0.2 | Conventional Hydroelectric | WAT | HY | (T) Regulatory approvals received. Not under construction | 0.2
2024 | 5 | 62664 | Lock 14 Hydro Partners, LLC | IPP | Heidelberg Hydroelectric Project | KY | 62749 | 6 | 0.2 | Conventional Hydroelectric | WAT | HY | (T) Regulatory approvals received. Not under construction | 0.2
2024 | 5 | 63720 | Ocean Wind, LLC | IPP | Ocean Wind | NJ | 64082 | OCW01 | 1100 | Offshore Wind Turbine | WND | WS | (L) Regulatory approvals pending. Not under construction | 1100
2024 | 5 | 64610 | Powells Creek Farm Solar, LLC | IPP | Powells Creek Solar - Hybrid | VA | 65305 | BESS | 1 | Batteries | MWH | BA | (P) Planned for installation, but regulatory approvals not initiated | 17.5
2024 | 5 | 64607 | Salt City Solar LLC | IPP | Salt City Solar Project - Hybrid | OH | 65302 | BESS | 1 | Batteries | MWH | BA | (P) Planned for installation, but regulatory approvals not initiated | 12.5
2024 | 5 | 64387 | Sandy Creek Solar LLC | IPP | Sandy Creek Solar | NY | 64913 | GEN1 | 20 | Solar Photovoltaic | SUN | PV | (P) Planned for installation, but regulatory approvals not initiated | 20
2024 | 5 | 65079 | Solar Proponent LLC | IPP | Hollow Branch Creek 1 Solar | TX | 65846 | HB1PV | 700 | Solar Photovoltaic | SUN | PV | (L) Regulatory approvals pending. Not under construction | 700
2024 | 5 | 65079 | Solar Proponent LLC | IPP | Rowdy Creek Solar and BESS | TX | 65854 | RDYBS | 350 | Batteries | MWH | BA | (L) Regulatory approvals pending. Not under construction | 350
2024 | 5 | 65079 | Solar Proponent LLC | IPP | Rowdy Creek Solar and BESS | TX | 65854 | RDYPV | 700 | Solar Photovoltaic | SUN | PV | (L) Regulatory approvals pending. Not under construction | 700
2024 | 5 | 65079 | Solar Proponent LLC | IPP | Tehuacana Creek 1 Solar and BESS | TX | 65855 | TE1BS | 350 | Batteries | MWH | BA | (L) Regulatory approvals pending. Not under construction | 350
2024 | 5 | 65079 | Solar Proponent LLC | IPP | Tehuacana Creek 1 Solar and BESS | TX | 65855 | TE1PV | 700 | Solar Photovoltaic | SUN | PV | (L) Regulatory approvals pending. Not under construction | 700
2024 | 5 | 65079 | Solar Proponent LLC | IPP | Tehuacana Creek 2 Solar and BESS | TX | 65856 | TE2BS | 350 | Batteries | MWH | BA | (L) Regulatory approvals pending. Not under construction | 350
2024 | 5 | 65079 | Solar Proponent LLC | IPP | Tehuacana Creek 2 Solar and BESS | TX | 65856 | TE2PV | 700 | Solar Photovoltaic | SUN | PV | (L) Regulatory approvals pending. Not under construction | 700
2024 | 5 | 64612 | Sunnybrook Farm Solar, LLC | IPP | Sunnybrook Solar Project - Hybrid | VA | 65307 | SUNB | 1 | Batteries | MWH | BA | (P) Planned for installation, but regulatory approvals not initiated | 12.5
2024 | 6 | 64247 | 20SD 8me LLC | IPP | Rexford Solar Farm | CA | 64633 | 20SD8 | 300 | Solar Photovoltaic | SUN | PV | (P) Planned for installation, but regulatory approvals not initiated | 300
2024 | 6 | 63825 | 45MG 8me LLC | IPP | Aratina Solar Center 2 | CA | 64215 | 45MGA | 200 | Solar Photovoltaic | SUN | PV | (P) Planned for installation, but regulatory approvals not initiated | 200
2024 | 6 | 63825 | 45MG 8me LLC | IPP | Aratina Solar Center 2 | CA | 64215 | 45MGB | 200 | Batteries | MWH | BA | (P) Planned for installation, but regulatory approvals not initiated | 200
2024 | 6 | 64245 | 90FI 8me, LLC | IPP | Kingsley Solar Farm | CA | 64634 | 90FIB | 360 | Batteries | MWH | BA | (P) Planned for installation, but regulatory approvals not initiated | 360
2024 | 6 | 64858 | Balanced Rock Power, LLC | IPP | Windhub Solar B, LLC | CA | 59969 | GEN01 | 20 | Solar Photovoltaic | SUN | PV | (L) Regulatory approvals pending. Not under construction | 20
2024 | 6 | 64217 | Bald Mountain Solar LLC | IPP | Bald Mountain Solar | NY | 64598 | GEN1 | 20 | Solar Photovoltaic | SUN | PV | (P) Planned for installation, but regulatory approvals not initiated | 20
2024 | 6 | 64267 | Big Creek Solar LLC | IPP | Big Creek Solar LLC | AR | 64670 | KOV4A | 400 | Solar Photovoltaic | SUN | PV | (T) Regulatory approvals received. Not under construction | 400
2024 | 6 | 63883 | Broad Reach Power | IPP | Desna | TX | 65876 | DESNA | 200 | Batteries | MWH | BA | (L) Regulatory approvals pending. Not under construction | 200
2024 | 6 | 63883 | Broad Reach Power | IPP | Octans | TX | 65590 | OCTNS | 125 | Batteries | MWH | BA | (L) Regulatory approvals pending. Not under construction | 125
2024 | 6 | 64475 | CG Leon County II LLC | IPP | Pecan Prairie North Solar | TX | 64999 | CPNS1 | 360 | Solar Photovoltaic | SUN | PV | (L) Regulatory approvals pending. Not under construction | 360
2024 | 6 | 62050 | Castleman Power Development LLC | IPP | Palestine Power Peaking Facility | TX | 62684 | PP-1 | 43 | Natural Gas Fired Combustion Turbine | NG | GT | (P) Planned for installation, but regulatory approvals not initiated | 50
2024 | 6 | 62050 | Castleman Power Development LLC | IPP | Palestine Power Peaking Facility | TX | 62684 | PP-2 | 43 | Natural Gas Fired Combustion Turbine | NG | GT | (P) Planned for installation, but regulatory approvals not initiated | 50
2024 | 6 | 62050 | Castleman Power Development LLC | IPP | Palestine Power Peaking Facility | TX | 62684 | PP-3 | 43 | Natural Gas Fired Combustion Turbine | NG | GT | (P) Planned for installation, but regulatory approvals not initiated | 50
2024 | 6 | 62050 | Castleman Power Development LLC | IPP | Palestine Power Peaking Facility | TX | 62684 | PP-4 | 43 | Natural Gas Fired Combustion Turbine | NG | GT | (P) Planned for installation, but regulatory approvals not initiated | 50
2024 | 6 | 62050 | Castleman Power Development LLC | IPP | Sealy Power Peaking Facility | TX | 62685 | SP-1 | 43 | Natural Gas Fired Combustion Turbine | NG | GT | (P) Planned for installation, but regulatory approvals not initiated | 50
2024 | 6 | 62050 | Castleman Power Development LLC | IPP | Sealy Power Peaking Facility | TX | 62685 | SP-2 | 43 | Natural Gas Fired Combustion Turbine | NG | GT | (P) Planned for installation, but regulatory approvals not initiated | 50
2024 | 6 | 62050 | Castleman Power Development LLC | IPP | Sealy Power Peaking Facility | TX | 62685 | SP-3 | 43 | Natural Gas Fired Combustion Turbine | NG | GT | (P) Planned for installation, but regulatory approvals not initiated | 50
2024 | 6 | 62050 | Castleman Power Development LLC | IPP | Sealy Power Peaking Facility | TX | 62685 | SP-4 | 43 | Natural Gas Fired Combustion Turbine | NG | GT | (P) Planned for installation, but regulatory approvals not initiated | 50
2024 | 6 | 62733 | Cranberry Point Energy Storage LLC | IPP | Cranberry Point Energy Storage | MA | 62844 | NA | 150 | Batteries | MWH | BA | (P) Planned for installation, but regulatory approvals not initiated | 150
2024 | 6 | 65083 | Cutlass Solar II LLC | IPP | Cutlass Solar II LLC | TX | 65848 | CT2PV | 200 | Solar Photovoltaic | SUN | PV | (P) Planned for installation, but regulatory approvals not initiated | 200
2024 | 6 | 58970 | Ecoplexus, Inc | IPP | Willoughby PV1 | NC | 60003 | WILL1 | 20 | Solar Photovoltaic | SUN | PV | (L) Regulatory approvals pending. Not under construction | 20
2024 | 6 | 63474 | Hecate Energy Gedney Hill LLC | IPP | Hecate Energy Gedney Hill | NY | 63815 | GEDNY | 20 | Solar Photovoltaic | SUN | PV | (P) Planned for installation, but regulatory approvals not initiated | 20
2024 | 6 | 50123 | Leeward Asset Management, LLC | IPP | Cradle Solar | TX | 65822 | CRAS0 | 225 | Solar Photovoltaic | SUN | PV | (U) Under construction, less than or equal to 50 percent complete | 225
2024 | 6 | 50123 | Leeward Asset Management, LLC | IPP | White Wing Solar | AZ | 60572 | GEN01 | 175 | Solar Photovoltaic | SUN | PV | (T) Regulatory approvals received. Not under construction | 175
2024 | 6 | 63968 | Mockingbird Solar Center, LLC | IPP | Mockingbird Solar Center | TX | 64347 | 7777 | 400 | Solar Photovoltaic | SUN | PV | (L) Regulatory approvals pending. Not under construction | 400
2024 | 6 | 65088 | Nighthawk Energy Storage, LLC | IPP | Nighthawk Energy Storage, LLC | CA | 65889 | BESS | 300 | Batteries | MWH | BA | (P) Planned for installation, but regulatory approvals not initiated | 300
2024 | 6 | 58489 | OCI Solar Power | IPP | OCI Stillhouse Solar | TX | 65894 | OCISS | 210 | Solar Photovoltaic | SUN | PV | (L) Regulatory approvals pending. Not under construction | 210
2024 | 6 | 58489 | OCI Solar Power | IPP | OCI SunRay | TX | 64258 | OCISR | 200 | Solar Photovoltaic | SUN | PV | (P) Planned for installation, but regulatory approvals not initiated | 200
2024 | 6 | 65081 | Oriana Solar LLC | IPP | Oriana Solar LLC | TX | 65849 | ORIBS | 61 | Batteries | MWH | BA | (P) Planned for installation, but regulatory approvals not initiated | 61
2024 | 6 | 65081 | Oriana Solar LLC | IPP | Oriana Solar LLC | TX | 65849 | ORIPV | 180 | Solar Photovoltaic | SUN | PV | (P) Planned for installation, but regulatory approvals not initiated | 180
2024 | 6 | 64355 | Solariant Capital, LLC | IPP | Wildcat Solar Power Plant LLC | NM | 64849 | WILDC | 90 | Solar Photovoltaic | SUN | PV | (P) Planned for installation, but regulatory approvals not initiated | 90
2024 | 6 | 56789 | TBE Montgomery LLC | IPP | TBE-Montgomery LLC | NY | 57472 | CTG | 11.6 | Other Waste Biomass | OBG | CT | (U) Under construction, less than or equal to 50 percent complete | 12
2024 | 6 | 56789 | TBE Montgomery LLC | IPP | TBE-Montgomery LLC | NY | 57472 | STG | 7.4 | Other Waste Biomass | OBG | CA | (U) Under construction, less than or equal to 50 percent complete | 9
2024 | 6 | 62935 | TREX US Green Holly LLC | IPP | TREX US Green Holly | TX | 63201 | 705 | 400 | Solar Photovoltaic | SUN | PV | (L) Regulatory approvals pending. Not under construction | 400
2024 | 6 | 62935 | TREX US Green Holly LLC | IPP | TREX US Green Holly | TX | 63201 | 705-S | 5 | Batteries | MWH | BA | (L) Regulatory approvals pending. Not under construction | 5
2024 | 6 | 65082 | Talitha Energy Project, LLC | IPP | Talitha Energy Project, LLC | TX | 65891 | TALBS | 61 | Batteries | MWH | BA | (P) Planned for installation, but regulatory approvals not initiated | 60
2024 | 6 | 65082 | Talitha Energy Project, LLC | IPP | Talitha Energy Project, LLC | TX | 65891 | TALPV | 131 | Solar Photovoltaic | SUN | PV | (P) Planned for installation, but regulatory approvals not initiated | 180
2024 | 6 | 64657 | Vacherie Solar Energy Center, LLC | IPP | Vacherie Solar Energy Center, LLC | LA | 65345 | VSEC | 150 | Solar Photovoltaic | SUN | PV | (P) Planned for installation, but regulatory approvals not initiated | 150
2024 | 7 | 64787 | Axial Basin Solar LLC | IPP | Axial Basin Solar | CO | 65480 | CO505 | 145 | Solar Photovoltaic | SUN | PV | (P) Planned for installation, but regulatory approvals not initiated | 145
2024 | 7 | 63289 | Key Capture Energy | IPP | KCE TX 14: Venus Mill Storage | TX | 65788 | TX14 | 100 | Batteries | MWH | BA | (P) Planned for installation, but regulatory approvals not initiated | 100
2024 | 7 | 64673 | Ross County Solar, LLC | IPP | Ross County Solar, LLC | OH | 65343 | ROSS | 120 | Solar Photovoltaic | SUN | PV | (P) Planned for installation, but regulatory approvals not initiated | 120
2024 | 7 | 62936 | TREX US Red Holly LLC | IPP | TREX US Red Holly | TX | 63202 | 701 | 250 | Solar Photovoltaic | SUN | PV | (L) Regulatory approvals pending. Not under construction | 250
2024 | 7 | 62936 | TREX US Red Holly LLC | IPP | TREX US Red Holly | TX | 63202 | 701-S | 50 | Batteries | MWH | BA | (L) Regulatory approvals pending. Not under construction | 50
2024 | 7 | 64789 | West Memphis Solar, LLC | IPP | West Memphis Solar, LLC | AR | 65482 | WMEM1 | 180 | Solar Photovoltaic | SUN | PV | (P) Planned for installation, but regulatory approvals not initiated | 180
2024 | 8 | 64172 | Arevon Asset Management | IPP | Elliot Solar LLC | IN | 64904 | 1 | 200 | Solar Photovoltaic | SUN | PV | (U) Under construction, less than or equal to 50 percent complete | 200
2024 | 8 | 63463 | Palomino Solar, LLC | IPP | Palomino Solar | OH | 63784 | PLMNO | 200 | Solar Photovoltaic | SUN | PV | (P) Planned for installation, but regulatory approvals not initiated | 200
2024 | 8 | 58113 | Texas A&M, Utilities & Energy Services | Commercial | Central Utility Plant - Texas A&M | TX | 58151 | STG03 | 10 | Natural Gas Fired Combined Cycle | NG | CA | (P) Planned for installation, but regulatory approvals not initiated | 10
2024 | 9 | 65102 | Clear View Solar, LLC | IPP | Clear View Solar | NY | 65931 | 3 | 20 | Solar Photovoltaic | SUN | PV | (P) Planned for installation, but regulatory approvals not initiated | 20
2024 | 9 | 65097 | Gans Solar, LLC | IPP | Gans Solar | PA | 65902 | 5 | 14 | Solar Photovoltaic | SUN | PV | (P) Planned for installation, but regulatory approvals not initiated | 14
2024 | 9 | 64674 | Noria Hondo Solar LLC | IPP | Noria Hondo Solar (Hybrid) | TX | 65344 | 66148 | 145 | Solar Photovoltaic | SUN | PV | (L) Regulatory approvals pending. Not under construction | 145
2024 | 9 | 64674 | Noria Hondo Solar LLC | IPP | Noria Hondo Solar (Hybrid) | TX | 65344 | 66149 | 75 | Batteries | MWH | BA | (L) Regulatory approvals pending. Not under construction | 75
2024 | 9 | 65098 | Pechin Solar, LLC | IPP | Pechin Solar | PA | 65903 | 9 | 14 | Solar Photovoltaic | SUN | PV | (P) Planned for installation, but regulatory approvals not initiated | 14
2024 | 9 | 65101 | Redbud Run Solar, LLC | IPP | Redbud Run Solar | VA | 65930 | 10 | 30 | Solar Photovoltaic | SUN | PV | (P) Planned for installation, but regulatory approvals not initiated | 30
2024 | 9 | 64545 | Vesper Energy Development LLC | IPP | Kingwood Solar | OH | 65425 | KWOOD | 175 | Solar Photovoltaic | SUN | PV | (T) Regulatory approvals received. Not under construction | 175
2024 | 10 | 63520 | 326FW 8me LLC | IPP | Arida Solar (Hybrid) | NV | 63841 | ARIDA | 370 | Solar Photovoltaic | SUN | PV | (P) Planned for installation, but regulatory approvals not initiated | 370
2024 | 10 | 63520 | 326FW 8me LLC | IPP | Arida Solar (Hybrid) | NV | 63841 | BESS | 185 | Batteries | MWH | BA | (P) Planned for installation, but regulatory approvals not initiated | 185
2024 | 10 | 63464 | Crossroads Solar, LLC | IPP | Crossroads Solar (PA) | PA | 63785 | CROSS | 50 | Solar Photovoltaic | SUN | PV | (P) Planned for installation, but regulatory approvals not initiated | 50
2024 | 10 | 5416 | Duke Energy Carolinas, LLC | Electric Utility | Lincoln Combustion | NC | 7277 | 17 | 517 | Natural Gas Fired Combustion Turbine | NG | GT | (V) Under construction, more than 50 percent complete | 536.4
2024 | 10 | 62760 | EDPR CA Solar Park VI LLC | IPP | EDPR CA Solar Park VI LLC (CA) Hybrid | CA | 62892 | SONRI | 200 | Solar Photovoltaic | SUN | PV | (T) Regulatory approvals received. Not under construction | 201
2024 | 10 | 65103 | Highbanks Solar, LLC | IPP | Highbanks Solar | NY | 65934 | 7 | 20 | Solar Photovoltaic | SUN | PV | (P) Planned for installation, but regulatory approvals not initiated | 20
2024 | 10 | 63579 | Illinois Winds LLC | IPP | Panther Creek Wind Project | IL | 63907 | WTGE | 54.4 | Onshore Wind Turbine | WND | WT | (T) Regulatory approvals received. Not under construction | 54.4
2024 | 10 | 62842 | Lightsource Renewable Energy Asset Management, LLC | IPP | Driver Solar | AR | 65736 | AKDR1 | 150 | Solar Photovoltaic | SUN | PV | (L) Regulatory approvals pending. Not under construction | 150
2024 | 10 | 60720 | Martinsdale Wind Farm LLC | IPP | Martinsdale Wind Farm | MT | 61108 | MTD | 80 | Onshore Wind Turbine | WND | WT | (P) Planned for installation, but regulatory approvals not initiated | 80
2024 | 10 | 64350 | Saco River Solar, LLC | IPP | Saco River Solar, LLC | NH | 64833 | SACO | 110 | Solar Photovoltaic | SUN | PV | (P) Planned for installation, but regulatory approvals not initiated | 110
2024 | 10 | 64347 | Silver Queen Wind Farm, LLC | IPP | Silver Queen Wind Farm | IA | 64835 | NA | 300 | Onshore Wind Turbine | WND | WT | (L) Regulatory approvals pending. Not under construction | 300
2024 | 10 | 65079 | Solar Proponent LLC | IPP | Goldenrod Creek Solar and BESS SLF | TX | 65845 | GOLBS | 660 | Batteries | MWH | BA | (L) Regulatory approvals pending. Not under construction | 660
2024 | 10 | 65079 | Solar Proponent LLC | IPP | Goldenrod Creek Solar and BESS SLF | TX | 65845 | GOLPV | 660 | Solar Photovoltaic | SUN | PV | (L) Regulatory approvals pending. Not under construction | 660
2024 | 10 | 65079 | Solar Proponent LLC | IPP | Hollow Branch Creek 2 Solar and BESS SLF | TX | 65851 | HB2BS | 400 | Batteries | MWH | BA | (L) Regulatory approvals pending. Not under construction | 400
2024 | 10 | 65079 | Solar Proponent LLC | IPP | Hollow Branch Creek 2 Solar and BESS SLF | TX | 65851 | HB2PV | 700 | Solar Photovoltaic | SUN | PV | (L) Regulatory approvals pending. Not under construction | 700
2024 | 10 | 65079 | Solar Proponent LLC | IPP | Middlebrook Creek Solar and BESS | TX | 65853 | MIDBS | 302.9 | Batteries | MWH | BA | (L) Regulatory approvals pending. Not under construction | 302.9
2024 | 10 | 65079 | Solar Proponent LLC | IPP | Middlebrook Creek Solar and BESS | TX | 65853 | MIDPV | 609.1 | Solar Photovoltaic | SUN | PV | (L) Regulatory approvals pending. Not under construction | 609.1
2024 | 11 | 63807 | 302PN 8me LLC | IPP | Red Antelope Solar & Energy Storage Farm | AZ | 64208 | 30PNA | 400 | Solar Photovoltaic | SUN | PV | (P) Planned for installation, but regulatory approvals not initiated | 400
2024 | 11 | 63807 | 302PN 8me LLC | IPP | Red Antelope Solar & Energy Storage Farm | AZ | 64208 | 30PNB | 300 | Batteries | MWH | BA | (P) Planned for installation, but regulatory approvals not initiated | 300
2024 | 11 | 63805 | 50LW 8me LLC | IPP | Bellefield Solar and Energy Storage Farm | CA | 64210 | 50LWA | 500 | Solar Photovoltaic | SUN | PV | (P) Planned for installation, but regulatory approvals not initiated | 500
2024 | 11 | 63805 | 50LW 8me LLC | IPP | Bellefield Solar and Energy Storage Farm | CA | 64210 | 50LWB | 500 | Batteries | MWH | BA | (P) Planned for installation, but regulatory approvals not initiated | 500
2024 | 11 | 64388 | ConnectGen Montgomery County LLC | IPP | Mill Point Solar | NY | 64912 | CMPS1 | 250 | Solar Photovoltaic | SUN | PV | (P) Planned for installation, but regulatory approvals not initiated | 250
2024 | 11 | 61060 | Cypress Creek Renewables | IPP | Shakes Solar | TX | 65333 | 785 | 200 | Solar Photovoltaic | SUN | PV | (U) Under construction, less than or equal to 50 percent complete | 200
2024 | 11 | 63966 | Emerick Wind, LLC | IPP | Emerick Wind | NE | 64344 | 9999 | 396.9 | Onshore Wind Turbine | WND | WT | (L) Regulatory approvals pending. Not under construction | 396.9
2024 | 11 | 61797 | Hecate Energy LLC | IPP | Hecate Energy Columbia County Solar | NY | 62273 | HECC1 | 60 | Solar Photovoltaic | SUN | PV | (P) Planned for installation, but regulatory approvals not initiated | 60
2024 | 11 | 50123 | Leeward Asset Management, LLC | IPP | Ridgely Energy Farm | TN | 65445 | RIGPV | 177 | Solar Photovoltaic | SUN | PV | (L) Regulatory approvals pending. Not under construction | 177
2024 | 11 | 50123 | Leeward Asset Management, LLC | IPP | Sandhill Solar 2 | GA | 65884 | SAHS0 | 200 | Solar Photovoltaic | SUN | PV | (T) Regulatory approvals received. Not under construction | 200
2024 | 11 | 63726 | Renewable Energy Ventures LLC | IPP | Forest Grove - Dodd | TX | 64131 | FGPV1 | 400 | Solar Photovoltaic | SUN | PV | (P) Planned for installation, but regulatory approvals not initiated | 400.6
2024 | 11 | 63726 | Renewable Energy Ventures LLC | IPP | Oak Hill - Dry Creek | TX | 64132 | PV1 | 390 | Solar Photovoltaic | SUN | PV | (P) Planned for installation, but regulatory approvals not initiated | 390.9
2024 | 11 | 65092 | Springwater Solar, LLC | IPP | Springwater Solar, LLC | OH | 65900 | SPRIN | 155 | Solar Photovoltaic | SUN | PV | (L) Regulatory approvals pending. Not under construction | 155
2024 | 12 | 61222 | 174 Power Global Corp. | IPP | Pigeon Run Solar Project | VA | 64767 | TC001 | 60 | Solar Photovoltaic | SUN | PV | (P) Planned for installation, but regulatory approvals not initiated | 60
2024 | 12 | 61222 | 174 Power Global Corp. | IPP | Zenith Solar | VA | 64768 | TC001 | 60 | Solar Photovoltaic | SUN | PV | (P) Planned for installation, but regulatory approvals not initiated | 60
2024 | 12 | 63806 | 26SB 8me LLC | IPP | Bellefield 2 Solar & Energy Storage Farm | CA | 64209 | 26SBA | 500 | Solar Photovoltaic | SUN | PV | (P) Planned for installation, but regulatory approvals not initiated | 500
2024 | 12 | 63806 | 26SB 8me LLC | IPP | Bellefield 2 Solar & Energy Storage Farm | CA | 64209 | 26SBB | 500 | Batteries | MWH | BA | (P) Planned for installation, but regulatory approvals not initiated | 500
2024 | 12 | 60799 | 33UI 8me LLC | IPP | Gale 1 Solar | UT | 61170 | 33UI8 | 300 | Solar Photovoltaic | SUN | PV | (P) Planned for installation, but regulatory approvals not initiated | 300
2024 | 12 | 64245 | 90FI 8me, LLC | IPP | Kingsley Solar Farm | CA | 64634 | 90FI8 | 360 | Solar Photovoltaic | SUN | PV | (P) Planned for installation, but regulatory approvals not initiated | 360
2024 | 12 | 64246 | 99MT 8me, LLC | IPP | Sienna Solar Farm | CA | 64632 | 99MTB | 200 | Batteries | MWH | BA | (P) Planned for installation, but regulatory approvals not initiated | 200
2024 | 12 | 60776 | Aksamit Resource Management | IPP | Milligan III Wind Farm | NE | 61159 | M3001 | 73.4 | Onshore Wind Turbine | WND | WT | (T) Regulatory approvals received. Not under construction | 73.4
2024 | 12 | 63702 | Barbers Point Solar, LLC | IPP | Barbers Point Solar, LLC | HI | 64094 | BPBA | 15 | Batteries | MWH | BA | (P) Planned for installation, but regulatory approvals not initiated | 15
2024 | 12 | 63702 | Barbers Point Solar, LLC | IPP | Barbers Point Solar, LLC | HI | 64094 | BPSOL | 15 | Solar Photovoltaic | SUN | PV | (P) Planned for installation, but regulatory approvals not initiated | 15
2024 | 12 | 64434 | Beaver Creek Wind I, LLC | IPP | Beaver Creek I | MT | 65019 | BCW1 | 50 | Onshore Wind Turbine | WND | WT | (U) Under construction, less than or equal to 50 percent complete | 50
2024 | 12 | 64434 | Beaver Creek Wind I, LLC | IPP | Beaver Creek I | MT | 65019 | BCW1B | 30 | Batteries | MWH | BA | (U) Under construction, less than or equal to 50 percent complete | 30
2024 | 12 | 64435 | Beaver Creek Wind II, LLC | IPP | Beaver Creek II | MT | 65020 | BCW2 | 60 | Onshore Wind Turbine | WND | WT | (U) Under construction, less than or equal to 50 percent complete | 60
2024 | 12 | 64435 | Beaver Creek Wind II, LLC | IPP | Beaver Creek II | MT | 65020 | BCW2B | 20 | Batteries | MWH | BA | (U) Under construction, less than or equal to 50 percent complete | 20
2024 | 12 | 64436 | Beaver Creek Wind III, LLC | IPP | Beaver Creek III | MT | 65021 | BCW3 | 60 | Onshore Wind Turbine | WND | WT | (U) Under construction, less than or equal to 50 percent complete | 60
2024 | 12 | 64436 | Beaver Creek Wind III, LLC | IPP | Beaver Creek III | MT | 65021 | BCW3B | 20 | Batteries | MWH | BA | (U) Under construction, less than or equal to 50 percent complete | 20
2024 | 12 | 64437 | Beaver Creek Wind IV, LLC | IPP | Beaver Creek IV | MT | 65023 | BCW4 | 50 | Onshore Wind Turbine | WND | WT | (U) Under construction, less than or equal to 50 percent complete | 50
2024 | 12 | 64437 | Beaver Creek Wind IV, LLC | IPP | Beaver Creek IV | MT | 65023 | BCW4B | 30 | Batteries | MWH | BA | (U) Under construction, less than or equal to 50 percent complete | 30
2024 | 12 | 64744 | Boswell Wind, LLC | IPP | Boswell Wind | WY | 65403 | BOSWW | 329.8 | Onshore Wind Turbine | WND | WT | (P) Planned for installation, but regulatory approvals not initiated | 329.8
2024 | 12 | 64467 | CG Pike Creek LLC | IPP | Pike Creek Wind | IL | 65049 | CPCW1 | 200 | Onshore Wind Turbine | WND | WT | (P) Planned for installation, but regulatory approvals not initiated | 200
2024 | 12 | 59432 | Clear Creek Power | IPP | Highland Park Project | CO | 59659 | HPWT | 181 | Onshore Wind Turbine | WND | WT | (P) Planned for installation, but regulatory approvals not initiated | 181
2024 | 12 | 64357 | ConnectGen Albany County LLC | IPP | Rail Tie Wind | WY | 64847 | CRTW1 | 504 | Onshore Wind Turbine | WND | WT | (L) Regulatory approvals pending. Not under construction | 504
2024 | 12 | 56769 | Consolidated Edison Development Inc. | IPP | Arlington Valley Solar Energy I | AZ | 57679 | AVSE1 | 125 | Solar Photovoltaic | SUN | PV | (T) Regulatory approvals received. Not under construction | 127
2024 | 12 | 4254 | Consumers Energy Co | Electric Utility | Muskegon Solar | MI | 65572 | MSP | 250 | Solar Photovoltaic | SUN | PV | (U) Under construction, less than or equal to 50 percent complete | 250
2024 | 12 | 64369 | Coyote Gulch Solar LLC | IPP | Coyote Gulch Solar | CO | 64857 | C0513 | 140 | Solar Photovoltaic | SUN | PV | (P) Planned for installation, but regulatory approvals not initiated | 140
2024 | 12 | 61951 | Dodge County Wind, LLC | IPP | Dodge County Wind | MN | 62437 | WT | 260 | Onshore Wind Turbine | WND | WT | (L) Regulatory approvals pending. Not under construction | 260
2024 | 12 | 64174 | FPS Cedar Creek Solar LLC | IPP | Cedar Creek Solar | DE | 64543 | 1 | 114 | Solar Photovoltaic | SUN | PV | (P) Planned for installation, but regulatory approvals not initiated | 114
2024 | 12 | 64176 | FPS Potic Solar LLC | IPP | Potic Solar | NY | 64541 | 1 | 4.9 | Solar Photovoltaic | SUN | PV | (P) Planned for installation, but regulatory approvals not initiated | 4.9
2024 | 12 | 63524 | Freepoint Commodities LLC | IPP | Shaftsbury Solar | VT | 64064 | SHAFT | 20 | Solar Photovoltaic | SUN | PV | (P) Planned for installation, but regulatory approvals not initiated | 20
2024 | 12 | 7140 | Georgia Power Co | Electric Utility | Georgia College & State University Solar | GA | 63282 | 1 | 3.5 | Solar Photovoltaic | SUN | PV | (U) Under construction, less than or equal to 50 percent complete | 3.5
2024 | 12 | 63839 | Hecate Grid Clermont 1 LLC | IPP | Clermont | NY | 64236 | CLRMT | 100 | Batteries | MWH | BA | (L) Regulatory approvals pending. Not under construction | 100
2024 | 12 | 49893 | Invenergy Services LLC | IPP | Changing Winds | TX | 59243 | CHAN1 | 288 | Onshore Wind Turbine | WND | WT | (P) Planned for installation, but regulatory approvals not initiated | 288
2024 | 12 | 63703 | Kahana Solar, LLC | IPP | Kahana Solar, LLC | HI | 64095 | KSBA | 20 | Batteries | MWH | BA | (P) Planned for installation, but regulatory approvals not initiated | 20
2024 | 12 | 63703 | Kahana Solar, LLC | IPP | Kahana Solar, LLC | HI | 64095 | KSSOL | 20 | Solar Photovoltaic | SUN | PV | (P) Planned for installation, but regulatory approvals not initiated | 20
2024 | 12 | 50123 | Leeward Asset Management, LLC | IPP | Honey Creek Solar | IN | 65821 | HNYBA | 20 | Batteries | MWH | BA | (L) Regulatory approvals pending. Not under construction | 20
2024 | 12 | 50123 | Leeward Asset Management, LLC | IPP | Honey Creek Solar | IN | 65821 | HNYSR | 200 | Solar Photovoltaic | SUN | PV | (L) Regulatory approvals pending. Not under construction | 200
2024 | 12 | 50123 | Leeward Asset Management, LLC | IPP | Owens Creek Solar | IL | 65446 | OCS | 500 | Solar Photovoltaic | SUN | PV | (P) Planned for installation, but regulatory approvals not initiated | 500
2024 | 12 | 50123 | Leeward Asset Management, LLC | IPP | Parowan Solar | UT | 65823 | PARS0 | 58 | Solar Photovoltaic | SUN | PV | (U) Under construction, less than or equal to 50 percent complete | 58
2024 | 12 | 62663 | Lock 13 Hydro Partners | IPP | Evelyn Hydroelectric Project | KY | 62748 | 4 | 0.5 | Conventional Hydroelectric | WAT | HY | (T) Regulatory approvals received. Not under construction | 0.5
2024 | 12 | 62663 | Lock 13 Hydro Partners | IPP | Evelyn Hydroelectric Project | KY | 62748 | 5 | 0.5 | Conventional Hydroelectric | WAT | HY | (T) Regulatory approvals received. Not under construction | 0.5
2024 | 12 | 13407 | Nevada Power Co | Electric Utility | Hot Pot Solar | NV | 65419 | HPB | 280 | Batteries | MWH | BA | (T) Regulatory approvals received. Not under construction | 280
2024 | 12 | 13407 | Nevada Power Co | Electric Utility | Hot Pot Solar | NV | 65419 | HPS | 350 | Solar Photovoltaic | SUN | PV | (T) Regulatory approvals received. Not under construction | 350
2024 | 12 | 63238 | OE_ALC | IPP | AL Solar C LLC | AL | 63513 | OEALC | 80 | Solar Photovoltaic | SUN | PV | (T) Regulatory approvals received. Not under construction | 80
2024 | 12 | 61301 | Plum Creek Wind Farm LLC | IPP | Plum Creek | MN | 61687 | PLMCK | 400 | Onshore Wind Turbine | WND | WT | (L) Regulatory approvals pending. Not under construction | 400
2024 | 12 | 63599 | Pure Hedge LLC | IPP | Pure Hedge LLC | CT | 50736 | FSS13 | 20 | Batteries | MWH | BA | (U) Under construction, less than or equal to 50 percent complete | 20
2024 | 12 | 63599 | Pure Hedge LLC | IPP | Pure Hedge LLC | CT | 50736 | FSS17 | 70 | Solar Photovoltaic | SUN | PV | (U) Under construction, less than or equal to 50 percent complete | 70
2024 | 12 | 63426 | RE Bravepost LLC | IPP | RE Bravepost LLC | TX | 63730 | BVPST | 200 | Solar Photovoltaic | SUN | PV | (P) Planned for installation, but regulatory approvals not initiated | 200
2024 | 12 | 65091 | Rosebud Solar, LLC | IPP | Rosebud Solar, LLC | TX | 65899 | ROSEB | 112.6 | Solar Photovoltaic | SUN | PV | (L) Regulatory approvals pending. Not under construction | 112.6
2024 | 12 | 65072 | Sacramento Valley Energy Center, LLC | IPP | Sacramento Valley Energy Center, LLC | CA | 65808 | BSVEC | 100 | Batteries | MWH | BA | (L) Regulatory approvals pending. Not under construction | 100
2024 | 12 | 65072 | Sacramento Valley Energy Center, LLC | IPP | Sacramento Valley Energy Center, LLC | CA | 65808 | SVEC | 200 | Solar Photovoltaic | SUN | PV | (L) Regulatory approvals pending. Not under construction | 200
2024 | 12 | 27075 | San Diego County Water Auth | IPP | Alvarado Hydro Facility | CA | 54242 | SD28H | 1.4 | Conventional Hydroelectric | WAT | HY | (T) Regulatory approvals received. Not under construction | 1.4
2024 | 12 | 65071 | SloughHouse Solar, LLC | IPP | SloughHouse Solar, LLC | CA | 65807 | SHS | 50 | Solar Photovoltaic | SUN | PV | (L) Regulatory approvals pending. Not under construction | 50
2024 | 12 | 64606 | Steward Creek Solar, LLC | IPP | Steward Creek Solar Phase 1 | IL | 65301 | SC1 | 600 | Solar Photovoltaic | SUN | PV | (P) Planned for installation, but regulatory approvals not initiated | 600
2024 | 12 | 64952 | Turner Meadow Solar Station, LLC | IPP | Turner Meadow Solar Station | ME | 65709 | TRNR | 20 | Solar Photovoltaic | SUN | PV | (L) Regulatory approvals pending. Not under construction | 20
2024 | 12 | 63626 | Two Rivers Wind LLC | IPP | Two Rivers Wind Facility | WY | 63972 | TR1 | 280 | Onshore Wind Turbine | WND | WT | (L) Regulatory approvals pending. Not under construction | 290
2024 | 12 | 64951 | Warren Meadow Solar Station, LLC | IPP | Warren Meadow Solar Station | ME | 65708 | WMSS | 74.5 | Solar Photovoltaic | SUN | PV | (L) Regulatory approvals pending. Not under construction | 74.5
2025 | 1 | 64810 | Eversource Energy | IPP | Revolution Wind | RI | 65500 | REVWD | 715 | Offshore Wind Turbine | WND | WS | (L) Regulatory approvals pending. Not under construction | 715
2025 | 1 | 6452 | Florida Power & Light Co | Electric Utility | Buttonwood | FL | 65920 | 1 | 74.5 | Solar Photovoltaic | SUN | PV | (U) Under construction, less than or equal to 50 percent complete | 74.5
2025 | 1 | 6452 | Florida Power & Light Co | Electric Utility | Fawn | FL | 65919 | 1 | 74.5 | Solar Photovoltaic | SUN | PV | (U) Under construction, less than or equal to 50 percent complete | 74.5
2025 | 1 | 6452 | Florida Power & Light Co | Electric Utility | Fox Trail | FL | 65916 | 1 | 74.5 | Solar Photovoltaic | SUN | PV | (U) Under construction, less than or equal to 50 percent complete | 74.5
2025 | 1 | 6452 | Florida Power & Light Co | Electric Utility | Green Pasture | FL | 65918 | 1 | 74.5 | Solar Photovoltaic | SUN | PV | (U) Under construction, less than or equal to 50 percent complete | 74.5
2025 | 1 | 6452 | Florida Power & Light Co | Electric Utility | Hog Bay | FL | 65915 | 1 | 74.5 | Solar Photovoltaic | SUN | PV | (U) Under construction, less than or equal to 50 percent complete | 74.5
2025 | 1 | 6452 | Florida Power & Light Co | Electric Utility | Holopaw | FL | 65922 | 1 | 74.5 | Solar Photovoltaic | SUN | PV | (U) Under construction, less than or equal to 50 percent complete | 74.5
2025 | 1 | 6452 | Florida Power & Light Co | Electric Utility | Honeybell | FL | 65921 | 1 | 74.5 | Solar Photovoltaic | SUN | PV | (U) Under construction, less than or equal to 50 percent complete | 74.5
2025 | 1 | 6452 | Florida Power & Light Co | Electric Utility | Redlands | FL | 65914 | 1 | 74.5 | Solar Photovoltaic | SUN | PV | (U) Under construction, less than or equal to 50 percent complete | 74.5
2025 | 1 | 6452 | Florida Power & Light Co | Electric Utility | Thomas Creek | FL | 65917 | 1 | 74.5 | Solar Photovoltaic | SUN | PV | (U) Under construction, less than or equal to 50 percent complete | 74.5
2025 | 1 | 60018 | NET Power, LLC | IPP | NET Power La Porte Station | TX | 60910 | NPLPS | 5 | Natural Gas Fired Combustion Turbine | NG | GT | (OT) Other | 25.5
2025 | 1 | 64265 | Notch Peak Solar LLC | IPP | Notch Peak Solar LLC | UT | 64669 | KOV4A | 324 | Solar Photovoltaic | SUN | PV | (T) Regulatory approvals received. Not under construction | 324
2025 | 2 | 7189 | Gila Bend Power Partners LLC | IPP | Gila Bend Power Generation Station | AZ | 55507 | 1 | 156 | Natural Gas Fired Combined Cycle | NG | CT | (L) Regulatory approvals pending. Not under construction | 170
2025 | 2 | 7189 | Gila Bend Power Partners LLC | IPP | Gila Bend Power Generation Station | AZ | 55507 | 2 | 156 | Natural Gas Fired Combined Cycle | NG | CT | (L) Regulatory approvals pending. Not under construction | 170
2025 | 2 | 7189 | Gila Bend Power Partners LLC | IPP | Gila Bend Power Generation Station | AZ | 55507 | 3 | 156 | Natural Gas Fired Combined Cycle | NG | CT | (L) Regulatory approvals pending. Not under construction | 170
2025 | 2 | 7189 | Gila Bend Power Partners LLC | IPP | Gila Bend Power Generation Station | AZ | 55507 | 4 | 390 | Natural Gas Fired Combined Cycle | NG | CA | (L) Regulatory approvals pending. Not under construction | 390
2025 | 3 | 61012 | AES Distributed Energy | IPP | Rooney Ranch | CA | 63088 | ROONR | 21 | Onshore Wind Turbine | WND | WT | (P) Planned for installation, but regulatory approvals not initiated | 21
2025 | 3 | 61012 | AES Distributed Energy | IPP | Sand Hill A | CA | 63126 | SNDHA | 13.5 | Onshore Wind Turbine | WND | WT | (P) Planned for installation, but regulatory approvals not initiated | 13.5
2025 | 3 | 6452 | Florida Power & Light Co | Electric Utility | Big Water | FL | 65912 | 1 | 74.5 | Solar Photovoltaic | SUN | PV | (U) Under construction, less than or equal to 50 percent complete | 74.5
2025 | 3 | 6452 | Florida Power & Light Co | Electric Utility | Crystal Mine | FL | 65913 | 1 | 74.5 | Solar Photovoltaic | SUN | PV | (U) Under construction, less than or equal to 50 percent complete | 74.5
2025 | 3 | 6452 | Florida Power & Light Co | Electric Utility | Georges Lake | FL | 65907 | 1 | 74.5 | Solar Photovoltaic | SUN | PV | (U) Under construction, less than or equal to 50 percent complete | 74.5
2025 | 3 | 6452 | Florida Power & Light Co | Electric Utility | Hendry Isles | FL | 65909 | 1 | 74.5 | Solar Photovoltaic | SUN | PV | (U) Under construction, less than or equal to 50 percent complete | 74.5
2025 | 3 | 6452 | Florida Power & Light Co | Electric Utility | Mitchell Creek | FL | 65911 | 1 | 74.5 | Solar Photovoltaic | SUN | PV | (U) Under construction, less than or equal to 50 percent complete | 74.5
2025 | 3 | 6452 | Florida Power & Light Co | Electric Utility | Norton Creek | FL | 65908 | 1 | 74.5 | Solar Photovoltaic | SUN | PV | (U) Under construction, less than or equal to 50 percent complete | 74.5
2025 | 3 | 65079 | Solar Proponent LLC | IPP | Dogwood Creek Solar and BESS | TX | 65843 | DOGBS | 443.2 | Batteries | MWH | BA | (L) Regulatory approvals pending. Not under construction | 443.2
2025 | 3 | 65079 | Solar Proponent LLC | IPP | Dogwood Creek Solar and BESS | TX | 65843 | DOGPV | 435.5 | Solar Photovoltaic | SUN | PV | (L) Regulatory approvals pending. Not under construction | 435.5
2025 | 3 | 63786 | Tygart LLC | IPP | Tygart Hydropower | WV | 64171 | 1 | 3 | Conventional Hydroelectric | WAT | HY | (L) Regulatory approvals pending. Not under construction | 10
2025 | 3 | 63786 | Tygart LLC | IPP | Tygart Hydropower | WV | 64171 | 2 | 3 | Conventional Hydroelectric | WAT | HY | (L) Regulatory approvals pending. Not under construction | 10
2025 | 3 | 63786 | Tygart LLC | IPP | Tygart Hydropower | WV | 64171 | 3 | 3 | Conventional Hydroelectric | WAT | HY | (L) Regulatory approvals pending. Not under construction | 10
2025 | 3 | 65104 | Vermillion Rise Solar, LLC | IPP | Vermillion Rise Solar | IN | 65935 | 14 | 225 | Solar Photovoltaic | SUN | PV | (P) Planned for installation, but regulatory approvals not initiated | 225
2025 | 4 | 64518 | Deer Wood Energy, LLC | IPP | Deer Wood Energy, LLC | VA | 65144 | ENX11 | 50 | Solar Photovoltaic | SUN | PV | (P) Planned for installation, but regulatory approvals not initiated | 50
2025 | 4 | 64519 | Deer Wood Storage, LLC | IPP | Deer Wood Storage, LLC | VA | 65145 | ENX12 | 30 | Batteries | MWH | BA | (P) Planned for installation, but regulatory approvals not initiated | 30
2025 | 5 | 64410 | CG Leon County LLC | IPP | Pecan Prairie South Solar | TX | 64981 | CPSS1 | 135 | Solar Photovoltaic | SUN | PV | (L) Regulatory approvals pending. Not under construction | 135
2025 | 5 | 57045 | Guadalupe Power Partners LP | IPP | Guadalupe Generating Station | TX | 55153 | CTGP1 | 160 | Natural Gas Fired Combustion Turbine | NG | GT | (T) Regulatory approvals received. Not under construction | 160
2025 | 5 | 57045 | Guadalupe Power Partners LP | IPP | Guadalupe Generating Station | TX | 55153 | CTGP2 | 160 | Natural Gas Fired Combustion Turbine | NG | GT | (T) Regulatory approvals received. Not under construction | 160
2025 | 5 | 65105 | Peeler Solar, LLC | IPP | Peeler Solar, LLC | TX | 65932 | PEELR | 209 | Solar Photovoltaic | SUN | PV | (L) Regulatory approvals pending. Not under construction | 209
2025 | 5 | 60473 | Renovo Energy Center | IPP | Renovo Energy Center | PA | 60786 | RECNY | 480 | Natural Gas Fired Combined Cycle | NG | CS | (L) Regulatory approvals pending. Not under construction | 513
2025 | 5 | 60473 | Renovo Energy Center | IPP | Renovo Energy Center | PA | 60786 | RECPJ | 480 | Natural Gas Fired Combined Cycle | NG | CS | (L) Regulatory approvals pending. Not under construction | 513
2025 | 5 | 65114 | Rocking R Solar, LLC | IPP | Rocking R Solar, LLC | LA | 65941 | RRS | 72.5 | Solar Photovoltaic | SUN | PV | (L) Regulatory approvals pending. Not under construction | 72.5
2025 | 5 | 17633 | Southern Indiana Gas & Elec Co | Electric Utility | A B Brown | IN | 6137 | 6 | 226.5 | Natural Gas Fired Combustion Turbine | NG | GT | (L) Regulatory approvals pending. Not under construction | 248.3
2025 | 5 | 17633 | Southern Indiana Gas & Elec Co | Electric Utility | A B Brown | IN | 6137 | 7 | 226.5 | Natural Gas Fired Combustion Turbine | NG | GT | (L) Regulatory approvals pending. Not under construction | 248.3
2025 | 6 | 58970 | Ecoplexus, Inc | IPP | Grifton PV2 | NC | 63568 | GRFT2 | 56 | Solar Photovoltaic | SUN | PV | (L) Regulatory approvals pending. Not under construction | 56
2025 | 6 | 65084 | Eldora Energy LLC | IPP | Eldora Energy LLC | TX | 65847 | ELDBS | 200 | Batteries | MWH | BA | (P) Planned for installation, but regulatory approvals not initiated | 200
2025 | 6 | 65084 | Eldora Energy LLC | IPP | Eldora Energy LLC | TX | 65847 | ELDPV | 200 | Solar Photovoltaic | SUN | PV | (P) Planned for installation, but regulatory approvals not initiated | 200
2025 | 6 | 65080 | Elio Energy LLC | IPP | Elio Energy LLC | TX | 65850 | ELIBS | 80 | Batteries | MWH | BA | (P) Planned for installation, but regulatory approvals not initiated | 80
2025 | 6 | 65080 | Elio Energy LLC | IPP | Elio Energy LLC | TX | 65850 | ELIPV | 160 | Solar Photovoltaic | SUN | PV | (P) Planned for installation, but regulatory approvals not initiated | 160
2025 | 6 | 58766 | FGE Texas II LLC | IPP | FGE Texas II | TX | 58930 | CA1 | 249.9 | Natural Gas Fired Combined Cycle | NG | CA | (T) Regulatory approvals received. Not under construction | 265.2
2025 | 6 | 58766 | FGE Texas II LLC | IPP | FGE Texas II | TX | 58930 | GT1 | 226.7 | Natural Gas Fired Combined Cycle | NG | CT | (T) Regulatory approvals received. Not under construction | 238.9
2025 | 6 | 58766 | FGE Texas II LLC | IPP | FGE Texas II | TX | 58930 | GT2 | 226.7 | Natural Gas Fired Combined Cycle | NG | CT | (T) Regulatory approvals received. Not under construction | 238.9
2025 | 6 | 50123 | Leeward Asset Management, LLC | IPP | Portal Ridge Solar A, LLC | CA | 60309 | GEN01 | 19 | Solar Photovoltaic | SUN | PV | (L) Regulatory approvals pending. Not under construction | 19
2025 | 6 | 63576 | MEC North | IPP | MEC North | MI | 63911 | MECN | 500 | Natural Gas Fired Combined Cycle | NG | CS | (T) Regulatory approvals received. Not under construction | 500
2025 | 6 | 63577 | MEC South | IPP | MEC South | MI | 63912 | MECS | 500 | Natural Gas Fired Combined Cycle | NG | CS | (L) Regulatory approvals pending. Not under construction | 500
2025 | 6 | 58489 | OCI Solar Power | IPP | OCI SunRoper | TX | 65893 | OCIRO | 200 | Solar Photovoltaic | SUN | PV | (L) Regulatory approvals pending. Not under construction | 200
2025 | 6 | 63488 | Shady Hills Energy Center, LLC | IPP | Shady Hills Combined Cycle Facility | FL | 63802 | G001 | 546 | Natural Gas Fired Combined Cycle | NG | CS | (U) Under construction, less than or equal to 50 percent complete | 573
2025 | 7 | 65116 | Discovery Wind, LLC | IPP | Discovery Wind, LLC | ND | 65944 | DISC | 400 | Onshore Wind Turbine | WND | WT | (L) Regulatory approvals pending. Not under construction | 400
2025 | 7 | 17539 | Dominion Energy South Carolina, Inc | Electric Utility | Parr GT | SC | 3291 | GT5 | 40.3 | Natural Gas Fired Combustion Turbine | NG | GT | (L) Regulatory approvals pending. Not under construction | 65.4
2025 | 7 | 17539 | Dominion Energy South Carolina, Inc | Electric Utility | Parr GT | SC | 3291 | GT6 | 40.3 | Natural Gas Fired Combustion Turbine | NG | GT | (L) Regulatory approvals pending. Not under construction | 65.4
2025 | 7 | 65096 | Hatchery Solar, LLC | IPP | Hatchery Solar | NY | 65901 | 6 | 20 | Solar Photovoltaic | SUN | PV | (P) Planned for installation, but regulatory approvals not initiated | 20
2025 | 7 | 11208 | Los Angeles Department of Water & Power | Electric Utility | Intermountain Power Project | UT | 6481 | 3 | 420 | Natural Gas Fired Combined Cycle | NG | CS | (P) Planned for installation, but regulatory approvals not initiated | 420
2025 | 7 | 11208 | Los Angeles Department of Water & Power | Electric Utility | Intermountain Power Project | UT | 6481 | 4 | 420 | Natural Gas Fired Combined Cycle | NG | CS | (P) Planned for installation, but regulatory approvals not initiated | 420
2025 | 7 | 60971 | NYC ENERGY LLC | IPP | NISA Electric Generation Project | NY | 61331 | BA2 | 220.1 | Batteries | MWH | BA | (T) Regulatory approvals received. Not under construction | 220.1
2025 | 8 | 62650 | Victorville Energy Center, LLC | Industrial | Victorville Energy Center, LLC (CA) | CA | 62726 | 1 | 20.1 | All Other | WH | ST | (P) Planned for installation, but regulatory approvals not initiated | 20.1
2025 | 9 | 58881 | Apex Bethel Energy Center | IPP | Apex Bethel Energy Center | TX | 59048 | ABEC2 | 158.5 | Natural Gas with Compressed Air Storage | NG | CE | (T) Regulatory approvals received. Not under construction | 158.5
2025 | 9 | 63465 | Candela Renewables, LLC | IPP | Rough Hat | NV | 63782 | RH1 | 400 | Solar Photovoltaic | SUN | PV | (P) Planned for installation, but regulatory approvals not initiated | 400
2025 | 10 | 56769 | Consolidated Edison Development Inc. | IPP | Burt County Wind | NE | 61511 | BCNE | 75 | Onshore Wind Turbine | WND | WT | (L) Regulatory approvals pending. Not under construction | 75
2025 | 10 | 58880 | Gallegos Wind Farm LLC | IPP | Gallegos Wind Farm, Phase 1 | NM | 59047 | GEN 1 | 500 | Onshore Wind Turbine | WND | WT | (P) Planned for installation, but regulatory approvals not initiated | 500
2025 | 10 | 63553 | Haymaker Energy Project LLC | IPP | Haymaker Hybrid | MT | 63878 | HAY | 600 | Onshore Wind Turbine | WND | WT | (P) Planned for installation, but regulatory approvals not initiated | 600
2025 | 10 | 63553 | Haymaker Energy Project LLC | IPP | Haymaker Hybrid | MT | 63878 | HBESS | 100 | Batteries | MWH | BA | (P) Planned for installation, but regulatory approvals not initiated | 100
2025 | 10 | 65124 | Plum Nellie Wind Farm LLC | IPP | Plum Nellie Wind Farm LLC | KS | 65948 | PNW01 | 201.6 | Onshore Wind Turbine | WND | WT | (P) Planned for installation, but regulatory approvals not initiated | 201.6
2025 | 10 | 61906 | Rye Development | IPP | Emsworth L&D Hydroelectric Project | PA | 62433 | NA1 | 5 | Conventional Hydroelectric | WAT | HY | (P) Planned for installation, but regulatory approvals not initiated | 6.8
2025 | 10 | 61906 | Rye Development | IPP | Montgomery L&D Hydroelectric Project | PA | 62400 | NA1 | 5.5 | Conventional Hydroelectric | WAT | HY | (P) Planned for installation, but regulatory approvals not initiated | 6.8
2025 | 11 | 61906 | Rye Development | IPP | Allegheny L&D2 Hydroelectric Project | PA | 62401 | NA1 | 2.5 | Conventional Hydroelectric | WAT | HY | (P) Planned for installation, but regulatory approvals not initiated | 4.5
2025 | 11 | 61906 | Rye Development | IPP | Emsworth L&D Hydroelectric Project | PA | 62433 | NA2 | 5 | Conventional Hydroelectric | WAT | HY | (P) Planned for installation, but regulatory approvals not initiated | 6.8
2025 | 11 | 61906 | Rye Development | IPP | Montgomery L&D Hydroelectric Project | PA | 62400 | NA2 | 5.5 | Conventional Hydroelectric | WAT | HY | (P) Planned for installation, but regulatory approvals not initiated | 6.8
2025 | 11 | 58846 | Southeast Renewable Fuels, LLC | Industrial | SRF Pulp Processing Facility | FL | 58997 | G1001 | 20 | Wood/Wood Waste Biomass | WDS | ST | (U) Under construction, less than or equal to 50 percent complete | 20
2025 | 12 | 64246 | 99MT 8me, LLC | IPP | Sienna Solar Farm | CA | 64632 | 99MT8 | 200 | Solar Photovoltaic | SUN | PV | (P) Planned for installation, but regulatory approvals not initiated | 200
2025 | 12 | 64615 | Antares Group Inc | IPP | Shenvalee Solar | VA | 65312 | SV | 3 | Solar Photovoltaic | SUN | PV | (P) Planned for installation, but regulatory approvals not initiated | 3
2025 | 12 | 58881 | Apex Bethel Energy Center | IPP | Apex Bethel Energy Center | TX | 59048 | ABEC1 | 158.5 | Natural Gas with Compressed Air Storage | NG | CE | (T) Regulatory approvals received. Not under construction | 158.5
2025 | 12 | 15399 | Avangrid Renewables LLC | IPP | Sunset Solar | OR | 65326 | SS1 | 103 | Solar Photovoltaic | SUN | PV | (P) Planned for installation, but regulatory approvals not initiated | 103
2025 | 12 | 64578 | Caden Energix Piney River LLC | IPP | Caden Energix Piney River LLC | VA | 65286 | ENX18 | 50 | Solar Photovoltaic | SUN | PV | (L) Regulatory approvals pending. Not under construction | 50
2025 | 12 | 65089 | DG Penwell North, LLC | IPP | Nacero Penwell Solar Energy Center | TX | 65928 | NPEC1 | 200 | Solar Photovoltaic | SUN | PV | (P) Planned for installation, but regulatory approvals not initiated | 200
2025 | 12 | 60688 | FGE Goodnight, LLC | IPP | Goodnight | TX | 59246 | GOOD1 | 500 | Onshore Wind Turbine | WND | WT | (U) Under construction, less than or equal to 50 percent complete | 500
2025 | 12 | 58765 | FGE Texas I LLC | IPP | FGE Texas I | TX | 58931 | CA1 | 249.9 | Natural Gas Fired Combined Cycle | NG | CA | (T) Regulatory approvals received. Not under construction | 265.2
2025 | 12 | 58765 | FGE Texas I LLC | IPP | FGE Texas I | TX | 58931 | GT1 | 226.7 | Natural Gas Fired Combined Cycle | NG | CT | (T) Regulatory approvals received. Not under construction | 238.9
2025 | 12 | 58765 | FGE Texas I LLC | IPP | FGE Texas I | TX | 58931 | GT2 | 226.7 | Natural Gas Fired Combined Cycle | NG | CT | (T) Regulatory approvals received. Not under construction | 238.9
2025 | 12 | 65113 | Grey Fox Wind | IPP | Grey Fox Wind | IL | 65939 | WINDG | 250 | Onshore Wind Turbine | WND | WT | (L) Regulatory approvals pending. Not under construction | 250
2025 | 12 | 63838 | Hecate Grid Swiftsure LLC | IPP | Swiftsure | NY | 64235 | SWFTS | 650 | Batteries | MWH | BA | (L) Regulatory approvals pending. Not under construction | 650
2025 | 12 | 58804 | Lake Erie Energy Development Corp | IPP | Icebreaker Offshore Wind Farm | OH | 58941 | WTG1 | 3.4 | Offshore Wind Turbine | WND | WS | (L) Regulatory approvals pending. Not under construction | 3.4
2025 | 12 | 58804 | Lake Erie Energy Development Corp | IPP | Icebreaker Offshore Wind Farm | OH | 58941 | WTG2 | 3.4 | Offshore Wind Turbine | WND | WS | (L) Regulatory approvals pending. Not under construction | 3.4
2025 | 12 | 58804 | Lake Erie Energy Development Corp | IPP | Icebreaker Offshore Wind Farm | OH | 58941 | WTG3 | 3.4 | Offshore Wind Turbine | WND | WS | (L) Regulatory approvals pending. Not under construction | 3.4
2025 | 12 | 58804 | Lake Erie Energy Development Corp | IPP | Icebreaker Offshore Wind Farm | OH | 58941 | WTG4 | 3.4 | Offshore Wind Turbine | WND | WS | (L) Regulatory approvals pending. Not under construction | 3.4
2025 | 12 | 58804 | Lake Erie Energy Development Corp | IPP | Icebreaker Offshore Wind Farm | OH | 58941 | WTG5 | 3.4 | Offshore Wind Turbine | WND | WS | (L) Regulatory approvals pending. Not under construction | 3.4
2025 | 12 | 58804 | Lake Erie Energy Development Corp | IPP | Icebreaker Offshore Wind Farm | OH | 58941 | WTG6 | 3.4 | Offshore Wind Turbine | WND | WS | (L) Regulatory approvals pending. Not under construction | 3.4
2025 | 12 | 61459 | Minco Wind V, LLC | IPP | Minco Wind V, LLC | OK | 61837 | MV | 220 | Onshore Wind Turbine | WND | WT | (P) Planned for installation, but regulatory approvals not initiated | 220
2025 | 12 | 64800 | Nolin Hills Wind, LLC | IPP | Nolin Hills | OR | 60070 | GEN | 300 | Onshore Wind Turbine | WND | WT | (L) Regulatory approvals pending. Not under construction | 350
2025 | 12 | 64800 | Nolin Hills Wind, LLC | IPP | Nolin Hills | OR | 60070 | GEN2 | 300 | Solar Photovoltaic | SUN | PV | (L) Regulatory approvals pending. Not under construction | 250
2025 | 12 | 61331 | Popular Camp Wind Farm LLC | IPP | Poplar Camp Wind Farm | VA | 61111 | PC1 | 72 | Onshore Wind Turbine | WND | WT | (P) Planned for installation, but regulatory approvals not initiated | 72
2025 | 12 | 58842 | Power Company of Wyoming LLC | IPP | Chokecherry and Sierra Madre Wind | WY | 58987 | I-A | 500 | Onshore Wind Turbine | WND | WT | (U) Under construction, less than or equal to 50 percent complete | 500
2025 | 12 | 58842 | Power Company of Wyoming LLC | IPP | Chokecherry and Sierra Madre Wind | WY | 58987 | I-B | 500 | Onshore Wind Turbine | WND | WT | (U) Under construction, less than or equal to 50 percent complete | 500
2025 | 12 | 58842 | Power Company of Wyoming LLC | IPP | Chokecherry and Sierra Madre Wind | WY | 58987 | I-C | 500 | Onshore Wind Turbine | WND | WT | (U) Under construction, less than or equal to 50 percent complete | 500
2025 | 12 | 61906 | Rye Development | IPP | Allegheny L&D2 Hydroelectric Project | PA | 62401 | NA2 | 2.5 | Conventional Hydroelectric | WAT | HY | (P) Planned for installation, but regulatory approvals not initiated | 4.5
2025 | 12 | 61906 | Rye Development | IPP | Emsworth BC Hydroelectric Project | PA | 62434 | NA3 | 5 | Conventional Hydroelectric | WAT | HY | (P) Planned for installation, but regulatory approvals not initiated | 6.8
2025 | 12 | 61906 | Rye Development | IPP | Emsworth L&D Hydroelectric Project | PA | 62433 | NA3 | 5 | Conventional Hydroelectric | WAT | HY | (P) Planned for installation, but regulatory approvals not initiated | 6.8
2025 | 12 | 61906 | Rye Development | IPP | Montgomery L&D Hydroelectric Project | PA | 62400 | NA3 | 5.5 | Conventional Hydroelectric | WAT | HY | (P) Planned for installation, but regulatory approvals not initiated | 6.8
2025 | 12 | 60599 | Washington Solar, LLC | IPP | Washington Solar | NC | 60948 | PV1 | 5 | Solar Photovoltaic | SUN | PV | (P) Planned for installation, but regulatory approvals not initiated | 5
2025 | 12 | 64354 | Wilkes Solar, LLC | IPP | Wilkes Solar, LLC | NC | 64850 | WS | 75 | Solar Photovoltaic | SUN | PV | (OT) Other | 75
2026 | 1 | 1182 | BASF Corporation | Industrial | Geismar | LA | 10319 | GEN4 | 42 | Natural Gas Fired Combustion Turbine | NG | GT | (P) Planned for installation, but regulatory approvals not initiated | 45
2026 | 1 | 1182 | BASF Corporation | Industrial | Geismar | LA | 10319 | GEN5 | 25 | Natural Gas Steam Turbine | NG | ST | (P) Planned for installation, but regulatory approvals not initiated | 25
2026 | 1 | 6452 | Florida Power & Light Co | Electric Utility | Boardwalk | FL | 65885 | 1 | 74.5 | Solar Photovoltaic | SUN | PV | (U) Under construction, less than or equal to 50 percent complete | 74.5
2026 | 1 | 6452 | Florida Power & Light Co | Electric Utility | Kayak | FL | 65888 | 1 | 74.5 | Solar Photovoltaic | SUN | PV | (U) Under construction, less than or equal to 50 percent complete | 74.5
2026 | 1 | 6452 | Florida Power & Light Co | Electric Utility | Long Creek | FL | 65906 | 1 | 74.5 | Solar Photovoltaic | SUN | PV | (U) Under construction, less than or equal to 50 percent complete | 74.5
2026 | 1 | 6452 | Florida Power & Light Co | Electric Utility | Mare Branch | FL | 65905 | 1 | 74.5 | Solar Photovoltaic | SUN | PV | (U) Under construction, less than or equal to 50 percent complete | 74.5
2026 | 1 | 6452 | Florida Power & Light Co | Electric Utility | North Orange | FL | 65883 | 1 | 74.5 | Solar Photovoltaic | SUN | PV | (U) Under construction, less than or equal to 50 percent complete | 74.5
2026 | 1 | 6452 | Florida Power & Light Co | Electric Utility | Price Creek | FL | 65887 | 1 | 74.5 | Solar Photovoltaic | SUN | PV | (U) Under construction, less than or equal to 50 percent complete | 74.5
2026 | 1 | 6452 | Florida Power & Light Co | Electric Utility | Tenmile Creek | FL | 65886 | 1 | 74.5 | Solar Photovoltaic | SUN | PV | (U) Under construction, less than or equal to 50 percent complete | 74.5
2026 | 1 | 61638 | Harrison Power LLC | IPP | Cadiz Power Plant | OH | 62153 | GEN 1 | 550 | Natural Gas Fired Combined Cycle | NG | CS | (T) Regulatory approvals received. Not under construction | 660
2026 | 1 | 61638 | Harrison Power LLC | IPP | Cadiz Power Plant | OH | 62153 | GEN 2 | 550 | Natural Gas Fired Combined Cycle | NG | CS | (T) Regulatory approvals received. Not under construction | 660
2026 | 1 | 8153 | Hartford Steam Co | Commercial | Hartford Hospital Cogeneration | CT | 52061 | GEN5 | 5.4 | Natural Gas Fired Combined Cycle | NG | CC | (P) Planned for installation, but regulatory approvals not initiated | 5.5
2026 | 2 | 59966 | ESC Harrison County Power | IPP | ESC Harrison County Power | WV | 60206 | HCCA1 | 205.4 | Natural Gas Fired Combined Cycle | NG | CA | (P) Planned for installation, but regulatory approvals not initiated | 207.4
2026 | 2 | 59966 | ESC Harrison County Power | IPP | ESC Harrison County Power | WV | 60206 | HCCT1 | 319.1 | Natural Gas Fired Combined Cycle | NG | CT | (P) Planned for installation, but regulatory approvals not initiated | 371.5
2026 | 4 | 61906 | Rye Development | IPP | Grenada Lake Hydroelectric Project | MS | 62430 | NA1 | 4 | Conventional Hydroelectric | WAT | HY | (P) Planned for installation, but regulatory approvals not initiated | 5
2026 | 5 | 61906 | Rye Development | IPP | Grenada Lake Hydroelectric Project | MS | 62430 | NA2 | 4 | Conventional Hydroelectric | WAT | HY | (P) Planned for installation, but regulatory approvals not initiated | 5
2026 | 6 | 57416 | Acciona Energy USA Global, LLC | IPP | AEUG Fleming Solar, LLC | KY | 64658 | AFS | 188.5 | Solar Photovoltaic | SUN | PV | (L) Regulatory approvals pending. Not under construction | 188.5
2026 | 6 | 61713 | B & K Solar | IPP | B & K Solar | SC | 62181 | 23 | 63 | Solar Photovoltaic | SUN | PV | (T) Regulatory approvals received. Not under construction | 63
2026 | 6 | 61716 | Big Fork Solar | IPP | Big Fork Solar | SC | 62184 | 26 | 74.9 | Solar Photovoltaic | SUN | PV | (T) Regulatory approvals received. Not under construction | 74.9
2026 | 6 | 60395 | California Ethanol Power, LLC | Industrial | CE&P Imperial Valley 1 | CA | 60670 | 1 | 50 | All Other | OTH | CC | (T) Regulatory approvals received. Not under construction | 50
2026 | 6 | 61718 | Chapman Solar | IPP | Chapman Solar | SC | 62186 | 28 | 2 | Solar Photovoltaic | SUN | PV | (V) Under construction, more than 50 percent complete | 2
2026 | 6 | 61719 | Clark Solar | IPP | Clark Solar | SC | 62187 | 29 | 2 | Solar Photovoltaic | SUN | PV | (T) Regulatory approvals received. Not under construction | 2
2026 | 6 | 61720 | Colleton Solar | IPP | Colleton Solar | SC | 62188 | 30 | 75 | Solar Photovoltaic | SUN | PV | (T) Regulatory approvals received. Not under construction | 75
2026 | 6 | 61721 | Collins Farm Solar | IPP | Collins Farm Solar | SC | 62189 | 31 | 5.4 | Solar Photovoltaic | SUN | PV | (T) Regulatory approvals received. Not under construction | 5.4
2026 | 6 | 61722 | Crossroads Solar | IPP | Crossroads Solar | SC | 62190 | 32 | 67.7 | Solar Photovoltaic | SUN | PV | (T) Regulatory approvals received. Not under construction | 67.7
2026 | 6 | 61729 | Culpepper Solar | IPP | Culpepper Solar | SC | 62221 | 33 | 69.5 | Solar Photovoltaic | SUN | PV | (T) Regulatory approvals received. Not under construction | 69.5
2026 | 6 | 61733 | Fishwater Solar | IPP | Fishwater Solar | SC | 62213 | 37 | 2 | Solar Photovoltaic | SUN | PV | (T) Regulatory approvals received. Not under construction | 2
2026 | 6 | 61735 | Foreman Solar | IPP | Foreman Solar | SC | 62215 | 39 | 6.4 | Solar Photovoltaic | SUN | PV | (T) Regulatory approvals received. Not under construction | 6.4
2026 | 6 | 61737 | GEB Solar | IPP | GEB Solar | SC | 62217 | 40 | 60 | Solar Photovoltaic | SUN | PV | (T) Regulatory approvals received. Not under construction | 60
2026 | 6 | 61738 | Gedosch Solar II | IPP | Gedosch Solar II | SC | 62218 | 42 | 2 | Solar Photovoltaic | SUN | PV | (T) Regulatory approvals received. Not under construction | 2
2026 | 6 | 8153 | Hartford Steam Co | Commercial | Hartford Hospital Cogeneration | CT | 52061 | GEN6 | 6 | Natural Gas Fired Combustion Turbine | NG | GT | (P) Planned for installation, but regulatory approvals not initiated | 6
2026 | 6 | 61746 | Holliday Solar I | IPP | Holliday Solar I | SC | 62229 | 43 | 74 | Solar Photovoltaic | SUN | PV | (T) Regulatory approvals received. Not under construction | 74
2026 | 6 | 61749 | Jackson Solar | IPP | Jackson Solar | SC | 62232 | 46 | 14 | Solar Photovoltaic | SUN | PV | (T) Regulatory approvals received. Not under construction | 14
2026 | 6 | 61751 | Juniper Solar | IPP | Juniper Solar | SC | 62234 | 48 | 65.5 | Solar Photovoltaic | SUN | PV | (T) Regulatory approvals received. Not under construction | 65.5
2026 | 6 | 61596 | Lincoln Land Energy Center LLC | IPP | Lincoln Land Energy Center | IL | 62022 | GEN1 | 520 | Natural Gas Fired Combined Cycle | NG | CS | (P) Planned for installation, but regulatory approvals not initiated | 638.4
2026 | 6 | 61596 | Lincoln Land Energy Center LLC | IPP | Lincoln Land Energy Center | IL | 62022 | GEN2 | 520 | Natural Gas Fired Combined Cycle | NG | CS | (P) Planned for installation, but regulatory approvals not initiated | 638.4
2026 | 6 | 61753 | Luz Solar | IPP | Luz Solar | SC | 62236 | 50 | 2 | Solar Photovoltaic | SUN | PV | (T) Regulatory approvals received. Not under construction | 2
2026 | 6 | 61789 | McClain Solar | IPP | McClain Solar | SC | 62278 | 56 | 17.3 | Solar Photovoltaic | SUN | PV | (T) Regulatory approvals received. Not under construction | 17.3
2026 | 6 | 61791 | Melsam Solar | IPP | Melsam Solar | SC | 62280 | 58 | 60.5 | Solar Photovoltaic | SUN | PV | (T) Regulatory approvals received. Not under construction | 60.5
2026 | 6 | 61795 | Power Solar | IPP | Power Solar | SC | 62284 | 62 | 3 | Solar Photovoltaic | SUN | PV | (T) Regulatory approvals received. Not under construction | 3
2026 | 6 | 61805 | Pruger Solar II | IPP | Pruger Solar II | SC | 62293 | 64 | 2 | Solar Photovoltaic | SUN | PV | (T) Regulatory approvals received. Not under construction | 2
2026 | 6 | 61807 | Quest Solar | IPP | Quest Solar | SC | 62299 | 66 | 40 | Solar Photovoltaic | SUN | PV | (T) Regulatory approvals received. Not under construction | 40
2026 | 6 | 61808 | Rollins Solar | IPP | Rollins Solar | SC | 62295 | 67 | 63 | Solar Photovoltaic | SUN | PV | (T) Regulatory approvals received. Not under construction | 63
2026 | 6 | 61809 | Ross Solar | IPP | Ross Solar | SC | 62296 | 68 | 75 | Solar Photovoltaic | SUN | PV | (T) Regulatory approvals received. Not under construction | 75
2026 | 6 | 61906 | Rye Development | IPP | Arkabutla Lake Hydroelectric Project | MS | 62402 | NA1 | 1.5 | Conventional Hydroelectric | WAT | HY | (P) Planned for installation, but regulatory approvals not initiated | 2.5
2026 | 6 | 61906 | Rye Development | IPP | Grays Landing L&D Hydroelectric Project | PA | 62388 | NA1 | 4.5 | Conventional Hydroelectric | WAT | HY | (P) Planned for installation, but regulatory approvals not initiated | 6
2026 | 6 | 61906 | Rye Development | IPP | Overton Hydroelectric Project | LA | 62391 | NA1 | 5.5 | Conventional Hydroelectric | WAT | HY | (P) Planned for installation, but regulatory approvals not initiated | 8.1
2026 | 6 | 61906 | Rye Development | IPP | Overton Hydroelectric Project | LA | 62391 | NA2 | 5.5 | Conventional Hydroelectric | WAT | HY | (P) Planned for installation, but regulatory approvals not initiated | 8.1
2026 | 6 | 61830 | Shining Sun Solar | IPP | Shining Sun Solar | SC | 62309 | 73 | 74.4 | Solar Photovoltaic | SUN | PV | (T) Regulatory approvals received. Not under construction | 74
2026 | 6 | 61831 | Shorthorn Solar | IPP | Shorthorn Solar | SC | 62310 | 74 | 60.5 | Solar Photovoltaic | SUN | PV | (T) Regulatory approvals received. Not under construction | 60.5
2026 | 6 | 61833 | Southard Solar | IPP | Southard Solar | SC | 62312 | 76 | 6 | Solar Photovoltaic | SUN | PV | (T) Regulatory approvals received. Not under construction | 6
2026 | 6 | 61834 | Stamey Solar | IPP | Stamey Solar | SC | 62313 | 77 | 2 | Solar Photovoltaic | SUN | PV | (T) Regulatory approvals received. Not under construction | 2
2026 | 6 | 61837 | Ten Governors Solar | IPP | Ten Governors Solar | SC | 62316 | 80 | 28 | Solar Photovoltaic | SUN | PV | (T) Regulatory approvals received. Not under construction | 28
2026 | 6 | 61862 | Thomas Solar | IPP | Thomas Solar | SC | 62352 | 81 | 2 | Solar Photovoltaic | SUN | PV | (V) Under construction, more than 50 percent complete | 2
2026 | 6 | 61868 | WSW Solar | IPP | WSW Solar | SC | 62350 | 86 | 10.8 | Solar Photovoltaic | SUN | PV | (T) Regulatory approvals received. Not under construction | 10.8
2026 | 6 | 61869 | Wysong Solar | IPP | Wysong Solar | SC | 62351 | 92 | 2 | Solar Photovoltaic | SUN | PV | (T) Regulatory approvals received. Not under construction | 2
2026 | 7 | 60835 | NTE Carolinas II, LLC | IPP | Reidsville Energy Center | NC | 61240 | REC | 259 | Natural Gas Fired Combined Cycle | NG | CT | (T) Regulatory approvals received. Not under construction | 310.2
2026 | 7 | 60835 | NTE Carolinas II, LLC | IPP | Reidsville Energy Center | NC | 61240 | REC2 | 227 | Natural Gas Fired Combined Cycle | NG | CA | (T) Regulatory approvals received. Not under construction | 233.7
2026 | 7 | 61906 | Rye Development | IPP | Arkabutla Lake Hydroelectric Project | MS | 62402 | NA2 | 1.5 | Conventional Hydroelectric | WAT | HY | (P) Planned for installation, but regulatory approvals not initiated | 2.5
2026 | 7 | 61906 | Rye Development | IPP | Grays Landing L&D Hydroelectric Project | PA | 62388 | NA2 | 4.5 | Conventional Hydroelectric | WAT | HY | (P) Planned for installation, but regulatory approvals not initiated | 6
2026 | 7 | 61906 | Rye Development | IPP | Overton Hydroelectric Project | LA | 62391 | NA3 | 5.5 | Conventional Hydroelectric | WAT | HY | (P) Planned for installation, but regulatory approvals not initiated | 8.1
2026 | 7 | 61906 | Rye Development | IPP | Overton Hydroelectric Project | LA | 62391 | NA4 | 5.5 | Conventional Hydroelectric | WAT | HY | (P) Planned for installation, but regulatory approvals not initiated | 8.1
2026 | 8 | 61906 | Rye Development | IPP | Morgantown L&D Hydroelectric Project | WV | 62387 | NA1 | 1.5 | Conventional Hydroelectric | WAT | HY | (P) Planned for installation, but regulatory approvals not initiated | 2.5
2026 | 8 | 61906 | Rye Development | IPP | Opekiska L&D Hydroelectric Project | WV | 62386 | NA1 | 2 | Conventional Hydroelectric | WAT | HY | (P) Planned for installation, but regulatory approvals not initiated | 3
2026 | 8 | 61906 | Rye Development | IPP | Overton Hydroelectric Project | LA | 62391 | NA5 | 5.5 | Conventional Hydroelectric | WAT | HY | (P) Planned for installation, but regulatory approvals not initiated | 8.1
2026 | 8 | 61906 | Rye Development | IPP | Overton Hydroelectric Project | LA | 62391 | NA6 | 5.5 | Conventional Hydroelectric | WAT | HY | (P) Planned for installation, but regulatory approvals not initiated | 8.1
2026 | 9 | 61906 | Rye Development | IPP | Morgantown L&D Hydroelectric Project | WV | 62387 | NA2 | 1.5 | Conventional Hydroelectric | WAT | HY | (P) Planned for installation, but regulatory approvals not initiated | 2.5
2026 | 9 | 61906 | Rye Development | IPP | Opekiska L&D Hydroelectric Project | WV | 62386 | NA2 | 2 | Conventional Hydroelectric | WAT | HY | (P) Planned for installation, but regulatory approvals not initiated | 3
2026 | 10 | 61906 | Rye Development | IPP | Beverly L&D Hydroelectric Project | OH | 62403 | NA1 | 1.2 | Conventional Hydroelectric | WAT | HY | (P) Planned for installation, but regulatory approvals not initiated | 1.5
2026 | 10 | 61906 | Rye Development | IPP | Devola L&D Hydroelectric Project | OH | 62435 | NA1 | 1 | Conventional Hydroelectric | WAT | HY | (P) Planned for installation, but regulatory approvals not initiated | 2
2026 | 10 | 61906 | Rye Development | IPP | Enid Lake Hydroelectric Project | MS | 62432 | NA1 | 1.5 | Conventional Hydroelectric | WAT | HY | (P) Planned for installation, but regulatory approvals not initiated | 2.5
2026 | 10 | 61906 | Rye Development | IPP | KY No. 11 L&D Hydroelectric Project | KY | 62390 | NA1 | 0.3 | Conventional Hydroelectric | WAT | HY | (P) Planned for installation, but regulatory approvals not initiated | 0.5
2026 | 10 | 61906 | Rye Development | IPP | Lowell L&D Hydroelectric Project | OH | 62429 | NA1 | 2 | Conventional Hydroelectric | WAT | HY | (P) Planned for installation, but regulatory approvals not initiated | 2.5
2026 | 10 | 61906 | Rye Development | IPP | Monongahela L&D4 Hydroelectric Project | PA | 62404 | NA1 | 4.5 | Conventional Hydroelectric | WAT | HY | (P) Planned for installation, but regulatory approvals not initiated | 6
2026 | 10 | 61906 | Rye Development | IPP | Philo L&D Hydroelectric Project | OH | 62427 | NA1 | 1.2 | Conventional Hydroelectric | WAT | HY | (P) Planned for installation, but regulatory approvals not initiated | 1.5
2026 | 10 | 61906 | Rye Development | IPP | Rokeby L&D Hydroelectric Project | OH | 62426 | NA1 | 1.5 | Conventional Hydroelectric | WAT | HY | (P) Planned for installation, but regulatory approvals not initiated | 2
2026 | 10 | 61906 | Rye Development | IPP | Sardis Lake Hydroelectric Project | MS | 62425 | NA1 | 5.5 | Conventional Hydroelectric | WAT | HY | (P) Planned for installation, but regulatory approvals not initiated | 7.5
2026 | 10 | 65110 | Winding Stair Wind | IPP | Winding Stair Wind | IA | 65938 | WINDG | 212 | Onshore Wind Turbine | WND | WT | (L) Regulatory approvals pending. Not under construction | 212
2026 | 11 | 61906 | Rye Development | IPP | Beverly L&D Hydroelectric Project | OH | 62403 | NA2 | 1.2 | Conventional Hydroelectric | WAT | HY | (P) Planned for installation, but regulatory approvals not initiated | 1.5
2026 | 11 | 61906 | Rye Development | IPP | Devola L&D Hydroelectric Project | OH | 62435 | NA2 | 1 | Conventional Hydroelectric | WAT | HY | (P) Planned for installation, but regulatory approvals not initiated | 2
2026 | 11 | 61906 | Rye Development | IPP | Emsworth BC Hydroelectric Project | PA | 62434 | NA1 | 3 | Conventional Hydroelectric | WAT | HY | (P) Planned for installation, but regulatory approvals not initiated | 6
2026 | 11 | 61906 | Rye Development | IPP | Enid Lake Hydroelectric Project | MS | 62432 | NA2 | 1.5 | Conventional Hydroelectric | WAT | HY | (P) Planned for installation, but regulatory approvals not initiated | 2.5
2026 | 11 | 61906 | Rye Development | IPP | KY No. 11 L&D Hydroelectric Project | KY | 62390 | NA2 | 0.3 | Conventional Hydroelectric | WAT | HY | (P) Planned for installation, but regulatory approvals not initiated | 0.5
2026 | 11 | 61906 | Rye Development | IPP | KY No. 11 L&D Hydroelectric Project | KY | 62390 | NA3 | 0.3 | Conventional Hydroelectric | WAT | HY | (P) Planned for installation, but regulatory approvals not initiated | 0.5
2026 | 11 | 61906 | Rye Development | IPP | KY No. 11 L&D Hydroelectric Project | KY | 62390 | NA4 | 0.3 | Conventional Hydroelectric | WAT | HY | (P) Planned for installation, but regulatory approvals not initiated | 0.5
2026 | 11 | 61906 | Rye Development | IPP | KY No. 11 L&D Hydroelectric Project | KY | 62390 | NA5 | 0.3 | Conventional Hydroelectric | WAT | HY | (P) Planned for installation, but regulatory approvals not initiated | 0.5
2026 | 11 | 61906 | Rye Development | IPP | Lowell L&D Hydroelectric Project | OH | 62429 | NA2 | 2 | Conventional Hydroelectric | WAT | HY | (P) Planned for installation, but regulatory approvals not initiated | 2.5
2026 | 11 | 61906 | Rye Development | IPP | Malta L&D Hydroelectric Project | OH | 62428 | NA1 | 1 | Conventional Hydroelectric | WAT | HY | (P) Planned for installation, but regulatory approvals not initiated | 2
2026 | 11 | 61906 | Rye Development | IPP | Malta L&D Hydroelectric Project | OH | 62428 | NA2 | 1 | Conventional Hydroelectric | WAT | HY | (P) Planned for installation, but regulatory approvals not initiated | 2
2026 | 11 | 61906 | Rye Development | IPP | Maxwell L&D Hydroelectric Project | PA | 62385 | NA1 | 4.5 | Conventional Hydroelectric | WAT | HY | (P) Planned for installation, but regulatory approvals not initiated | 6
2026 | 11 | 61906 | Rye Development | IPP | Monongahela L&D4 Hydroelectric Project | PA | 62404 | NA2 | 4.5 | Conventional Hydroelectric | WAT | HY | (P) Planned for installation, but regulatory approvals not initiated | 6
2026 | 11 | 61906 | Rye Development | IPP | Philo L&D Hydroelectric Project | OH | 62427 | NA2 | 1.2 | Conventional Hydroelectric | WAT | HY | (P) Planned for installation, but regulatory approvals not initiated | 1.5
2026 | 11 | 61906 | Rye Development | IPP | Point Marion L&D Hydroelectric Project | PA | 62384 | NA1 | 1.5 | Conventional Hydroelectric | WAT | HY | (P) Planned for installation, but regulatory approvals not initiated | 2.5
2026 | 11 | 61906 | Rye Development | IPP | Rokeby L&D Hydroelectric Project | OH | 62426 | NA2 | 1.5 | Conventional Hydroelectric | WAT | HY | (P) Planned for installation, but regulatory approvals not initiated | 2
2026 | 11 | 61906 | Rye Development | IPP | Sardis Lake Hydroelectric Project | MS | 62425 | NA2 | 5.5 | Conventional Hydroelectric | WAT | HY | (P) Planned for installation, but regulatory approvals not initiated | 7.5
2026 | 12 | 61714 | Battle Solar | IPP | Battle Solar | SC | 62182 | 24 | 2 | Solar Photovoltaic | SUN | PV | (T) Regulatory approvals received. Not under construction | 2
2026 | 12 | 62663 | Lock 13 Hydro Partners | IPP | Evelyn Hydroelectric Project | KY | 62748 | 1 | 0.5 | Conventional Hydroelectric | WAT | HY | (T) Regulatory approvals received. Not under construction | 0.5
2026 | 12 | 62663 | Lock 13 Hydro Partners | IPP | Evelyn Hydroelectric Project | KY | 62748 | 2 | 0.5 | Conventional Hydroelectric | WAT | HY | (T) Regulatory approvals received. Not under construction | 0.5
2026 | 12 | 62663 | Lock 13 Hydro Partners | IPP | Evelyn Hydroelectric Project | KY | 62748 | 3 | 0.5 | Conventional Hydroelectric | WAT | HY | (T) Regulatory approvals received. Not under construction | 0.5
2026 | 12 | 60221 | North Slope LLC | IPP | North Slope, LLC | NY | 60420 | NSPV | 50 | Onshore Wind Turbine | WND | WT | (L) Regulatory approvals pending. Not under construction | 50
2026 | 12 | 58842 | Power Company of Wyoming LLC | IPP | Chokecherry and Sierra Madre Wind | WY | 58987 | II-A | 750 | Onshore Wind Turbine | WND | WT | (U) Under construction, less than or equal to 50 percent complete | 750
2026 | 12 | 58842 | Power Company of Wyoming LLC | IPP | Chokecherry and Sierra Madre Wind | WY | 58987 | II-B | 750 | Onshore Wind Turbine | WND | WT | (U) Under construction, less than or equal to 50 percent complete | 750
2026 | 12 | 61784 | Rolling Upland Wind Farm LLC | IPP | Rolling Upland Wind Farm LLC | NY | 62262 | GEN1 | 71.4 | Onshore Wind Turbine | WND | WT | (P) Planned for installation, but regulatory approvals not initiated | 71.4
2026 | 12 | 61906 | Rye Development | IPP | Emsworth BC Hydroelectric Project | PA | 62434 | NA2 | 4 | Conventional Hydroelectric | WAT | HY | (P) Planned for installation, but regulatory approvals not initiated | 6
2026 | 12 | 61906 | Rye Development | IPP | Maxwell L&D Hydroelectric Project | PA | 62385 | NA2 | 4.5 | Conventional Hydroelectric | WAT | HY | (P) Planned for installation, but regulatory approvals not initiated | 6
2026 | 12 | 61906 | Rye Development | IPP | Point Marion L&D Hydroelectric Project | PA | 62384 | NA2 | 1.5 | Conventional Hydroelectric | WAT | HY | (P) Planned for installation, but regulatory approvals not initiated | 2.5
2026 | 12 | 63721 | Skipjack Offshore Energy, LLC | IPP | Skipjack Wind Farm | MD | 64083 | SJW01 | 120 | Offshore Wind Turbine | WND | WS | (L) Regulatory approvals pending. Not under construction | 120
2026 | 12 | 63721 | Skipjack Offshore Energy, LLC | IPP | Skipjack Wind Farm Phase 2 | MD | 65388 | SJW02 | 846 | Offshore Wind Turbine | WND | WS | (L) Regulatory approvals pending. Not under construction | 846
2026 | 12 | 61861 | Topaz Solar | IPP | Topaz Solar (SC) | SC | 62349 | 82 | 2 | Solar Photovoltaic | SUN | PV | (T) Regulatory approvals received. Not under construction | 2
2026 | 12 | 61865 | Wayfair Solar | IPP | Wayfair Solar | SC | 62345 | 89 | 2 | Solar Photovoltaic | SUN | PV | (T) Regulatory approvals received. Not under construction | 2
2027 | 1 | 5248 | Dominion Energy Inc | Electric Utility | Coastal Virginia Offshore Wind (CVOW) commercial project | VA | 64550 | CVOWC | 1265 | Offshore Wind Turbine | WND | WS | (P) Planned for installation, but regulatory approvals not initiated | 2640
2027 | 4 | 64138 | Birch Creek Development, LLC (NC) | IPP | Friesian Holdings | NC | 60692 | PV1 | 75 | Solar Photovoltaic | SUN | PV | (P) Planned for installation, but regulatory approvals not initiated | 75
2027 | 6 | 58597 | Enviromission, Inc | IPP | La Paz Solar Tower | AZ | 58652 | 1 | 200 | Solar Thermal without Energy Storage | SUN | OT | (P) Planned for installation, but regulatory approvals not initiated | 200
2027 | 7 | 64726 | Rivers Electric, LLC | IPP | Mill Pond Hydro | NY | 65399 | U3 | 0.5 | Conventional Hydroelectric | WAT | HY | (P) Planned for installation, but regulatory approvals not initiated | 0.5
2027 | 9 | 63467 | Naturgy Candela DevCo LLC | IPP | Chill Sun Solar Project | NV | 65895 | CS1 | 2250 | Solar Photovoltaic | SUN | PV | (L) Regulatory approvals pending. Not under construction | 2250
2027 | 9 | 63467 | Naturgy Candela DevCo LLC | IPP | Chill Sun Solar Project | NV | 65895 | CS2 | 2250 | Batteries | MWH | BA | (L) Regulatory approvals pending. Not under construction | 2250
2027 | 12 | 60223 | Ketchikan Electric Company | Electric Utility | Mahoney Lake Hydroelectric | AK | 59027 | GEN 1 | 9.6 | Conventional Hydroelectric | WAT | HY | (P) Planned for installation, but regulatory approvals not initiated | 9.6
2028 | 12 | 60064 | Clean Path Energy Center, LLC | IPP | Clean Path Energy Center | NM | 60289 | CPEC1 | 680 | Natural Gas Fired Combined Cycle | NG | CC | (P) Planned for installation, but regulatory approvals not initiated | 680
2028 | 12 | 60064 | Clean Path Energy Center, LLC | IPP | Clean Path Energy Center | NM | 60289 | PVGEN | 55 | Solar Photovoltaic | SUN | PV | (P) Planned for installation, but regulatory approvals not initiated | 55
2029 | 1 | 64720 | Orsted North America Inc. | IPP | Ocean Wind II | NJ | 65394 | OCWII | 1148 | Offshore Wind Turbine | WND | WS | (P) Planned for installation, but regulatory approvals not initiated | 1148
2029 | 12 | 40575 | Utah Associated Mun Power Sys | Electric Utility | UAMPS Carbon Free Power Plant | ID | 61075 | NPM1 | 72.7 | Nuclear | NUC | ST | (P) Planned for installation, but regulatory approvals not initiated | 77
2030 | 1 | 55983 | Luminant Generation Company LLC | IPP | Alira | TX | 63193 | UNIT1 | 222.8 | Solar Photovoltaic | SUN | PV | (L) Regulatory approvals pending. Not under construction | 222.8
2030 | 3 | 40575 | Utah Associated Mun Power Sys | Electric Utility | UAMPS Carbon Free Power Plant | ID | 61075 | NPM2 | 72.7 | Nuclear | NUC | ST | (P) Planned for installation, but regulatory approvals not initiated | 77
2030 | 5 | 40575 | Utah Associated Mun Power Sys | Electric Utility | UAMPS Carbon Free Power Plant | ID | 61075 | NPM3 | 72.7 | Nuclear | NUC | ST | (P) Planned for installation, but regulatory approvals not initiated | 77
2030 | 7 | 40575 | Utah Associated Mun Power Sys | Electric Utility | UAMPS Carbon Free Power Plant | ID | 61075 | NPM4 | 72.7 | Nuclear | NUC | ST | (P) Planned for installation, but regulatory approvals not initiated | 77
2030 | 9 | 40575 | Utah Associated Mun Power Sys | Electric Utility | UAMPS Carbon Free Power Plant | ID | 61075 | NPM5 | 72.7 | Nuclear | NUC | ST | (P) Planned for installation, but regulatory approvals not initiated | 77
2030 | 11 | 40575 | Utah Associated Mun Power Sys | Electric Utility | UAMPS Carbon Free Power Plant | ID | 61075 | NPM6 | 72.7 | Nuclear | NUC | ST | (P) Planned for installation, but regulatory approvals not initiated | 77
NOTES: Capacity from facilities with a total generator nameplate capacity less than 1 MW are excluded from this table. Entity ID and Plant ID are official, unique identification numbers assigned by EIA; Generator IDs are assigned by plant owners and/or operators. Descriptions for the Energy Source Codes and the Prime Mover Codes listed in the table can be found in the Technical Notes. Sources: U.S. Energy Information Administration, Form EIA-860, 'Annual Electric Generator Report' and Form EIA-860M, 'Monthly Update to the Annual Electric Generator Report.'